## Construction
Account / Project Details | Description |  | Notes
Account Name |  |  | Match Google Account Name
Legal Account Name |  |  | Legal name of the facility (only needed with A&E)
Account Address |  |  | Match Address from Google
Project Name |  |  | Match Project Description from CD Drawings
Room Type
Construction Type
RFI Due Date
Bid Due Date
Construction Details | Description |  | Notes
Takeoff or Hard Bids?
Major Exclusions?
Proposed Phasing?
Below Slab Accessible?
Any Floors Above?
Deck Height
Ceiling Height
Nurse Call Vendor
Mechanical Controls Vendor
Preferred Data Vendor
Preferred MEP Vendors
Preferred Sprinkler Vendor
Preferred Fire Alarm Vendor
Any other site specific vendors?
Link to Drawings
Link to Scope of Work Notes
Link to Pictures
General Scope of Work
Mechanical Scope of Work
Electrical Scope of Work
Plumbing / Med-Gas Scope of Work
Quote Details | Description |  | Notes
Pricing Display
Quoting Format
Deposit?
Design Contingency?
Construction Contingency?
Account Contact Details | Name | Phone # | Email Address
Project Champion
Project Manager
Clinical Leader
Invoicing
Facilities
ICRA
Safety
Equipment Vendor
Physicist
Architect
Engineer
Divisions Quoted | Construction Quote Details | Yes/No? | Notes (Note what the scope is per section below)
00 | Architectural
00 | Engineering
00 | Engineering (Structural)
00 | Engineering (Civil)
01 | General Conditions
02 | Demolition
03 | Concrete
03 | Concrete Coring
04 | Masonry
05 | Structure
05 | Metal Fabrication
06 | Millwork
06 | Countertops
07 | Roofing
08 | Doors
08 | Auto Openers
08 | Windows
08 | Storefront
09 | Finishes
09 | Specialty Finishes
09 | Painting
09 | Flooring
09 | Tile (Ceramic)
10 | Signage
10 | Window Shades
10 | Bathroom Accessories
10 | Wall Protection
11 | Equipment
12 | Furnishings
13 | Special Construction
14 | Conveying Equipment
21 | Sprinklers
22 | Plumbing
22 | Medical Gas
23 | Mechanical
23 | Test and Balance
23 | Mechanical Controls
26 | Electrical
27 | Data
27 | Nurse Call
28 | Fire Alarm
28 | Access Controls

## Install Pricelist (hidden)
Ondal SAP Description | Price (US$) | 2022 Pricing | 2025 Pricing
Install MediBoom Standard, XL, XXL | 2425 | 2546.25 | 2800.875
Install Motorized MediBoom Stand.,XL,XXL | 2920 | 3066 | 3372.6
Install CEMOR Large Monitor Carrier | 2920 | 3066 | 3372.6
Install MediSpace | 2135 | 2241.75 | 2465.925
Install SpacePoint System | 1815 | 1905.75 | 2096.325
Install Valia Single Arm Lighting System | 1695 | 1779.75 | 1957.725
Install Valia Single Arm Monitor System | 1395 | 1464.75 | 1611.225
Install Valia Dual Arm Lighting System | 2235 | 2346.75 | 2581.425
Install Valia Dual Arm Lighting/Monitor | 2045 | 2147.25 | 2361.975
Install Valia Triple Arm Lighting/Monito | 2925 | 3071.25 | 3378.375
Remove Existing Equip, Anes, Perf Boom | 995 | 1044.75 | 1149.225
Remove Motorized Equip,Anes,Perf Boom | 1095 | 1149.75 | 1264.725
Remove Single Arm System | 845 | 887.25 | 975.975
Remove Dual Arm System | 895 | 939.75 | 1033.725
Remove Triple Arm System | 945 | 992.25 | 1091.475
Install Basic Integration System | 7795 | 8184.75 | 9003.225
Install Advanced Integration System | 12950 | 13597.5 | 14957.25
Install Wall Monitor and Cables | 845 | 887.25 | 975.975
Installation Labor - Hourly Rate | 95 | 99.75 | 109.725
Support Service Labor - Daily Rate | 750 | 787.5 | 866.25
Support Service Labor-Weekend Daily Rate | 1125 | 1181.25 | 1299.375
Support Service Labor-Holiday Daily Rate | 1500 | 1575 | 1732.5
Support Service Travel - Two Day | 800 | 840 | 924
Support Service Travel - Three Day | 1200 | 1260 | 1386
Support Service Travel - Four Day | 1600 | 1680 | 1848
Support Service Travel - Five Day | 2000 | 2100 | 2310
Support Svc Travel-72 Hr Notice Surcharg | 1000 | 1050 | 1155
MB Standard, XL,XXL-Extended Warr.-1 yr | 1395 | 1464.75 | 1611.225
MB Standard, XL,XXL-Extended Warr.-2 yr | 2790 | 2929.5 | 3222.45
MB Standard, XL,XXL-Extended Warr.-3 yr | 4185 | 4394.25 | 4833.675
Motorized MediBoom Extended Warranty 1yr | 1395 | 1464.75 | 1611.225
Motorized MediBoom Extended Warranty 2yr | 2790 | 2929.5 | 3222.45
Motorized MediBoom Extended Warranty 3yr | 4185 | 4394.25 | 4833.675
CEMOR Large MC Extended Warranty 1yr | 1395 | 1464.75 | 1611.225
CEMOR Large MC Extended Warranty 2yr | 2790 | 2929.5 | 3222.45
CEMOR Large MC Extended Warranty 3yr | 4185 | 4394.25 | 4833.675
SpacePoint Extended Warranty - 1 Year | 825 | 866.25 | 952.875
SpacePoint Extended Warranty - 2 Year | 1650 | 1732.5 | 1905.75
SpacePoint Extended Warranty - 3 Year | 2475 | 2598.75 | 2858.625
Valia Single,Dual,Triple Arm Ext Warr 1y | 825 | 866.25 | 952.875
Valia Single,Dual,Triple Arm Ext Warr 2y | 1650 | 1732.5 | 1905.75
Valia Single,Dual,Triple Arm Ext Warr 3y | 2475 | 2598.75 | 2858.625

## Booms and Lights
Room Name | Phases | Config #1 | Config #2 | Config #3 | Config #4 | Config #5 | Config #6 | Config #7 | Config #8 | Config #9 | Config #10 |  |  |  | Room Name | Totals
Configuration Name |  | LED/FP (Patient Left): Camera Capable with Wall Control | LED/FP (Patient Right) | Equipment Boom (Patient Foot) | Anesthesia Boom (Patient Right Shoulder) | [6 empty] | Shipping Per Phase | Installation Per Phase | Shipping and Installation Total | Configuration Name | COG Total
OR1 | 1 | 1 | 1 | 1 | 1 | [6 empty] | 1000 | 10000 | 11000 | OR1 | 63322.521
[12 empty] | 0 | 0 | 0 |  | 0
[12 empty] | 0 | 0 | 0 |  | 0
[12 empty] | 0 | 0 | 0 |  | 0
[12 empty] | 0 | 0 | 0 |  | 0
[12 empty] | 0 | 0 | 0 |  | 0
[12 empty] | 0 | 0 | 0 |  | 0
[12 empty] | 0 | 0 | 0 |  | 0
[12 empty] | 0 | 0 | 0 |  | 0
[12 empty] | 0 | 0 | 0 |  | 0
TOTAL CONFIGURATIONS |  | 1 | 1 | 1 | 1 | [9 empty] | TOTAL CONFIGURATIONS | 4
Simeon COG |  | 19747.706 | 16767.65 | 0 | 0 | 0 | 0 | 0 | 16856.855 | 0 | 0
Ondal COG |  | 0 | 0 | 15494.5325 | 11312.6325 | 0 | 0 | 0 | 0 | 0 | 0
Ext. Simeon COG |  | 19747.706 | 16767.65 | 0 | 0 | 0 | 0 | 0 | 0 | 0 | 0 |  |  |  | Ext. Simeon COG | 36515.356
Ext. Ondal COG |  | 0 | 0 | 15494.5325 | 11312.6325 | 0 | 0 | 0 | 0 | 0 | 0 |  |  |  | Ext. Ondal COG | 26807.165
Ext. Simeon and Ondal COG |  | 19747.706 | 16767.65 | 15494.5325 | 11312.6325 | 0 | 0 | 0 | 0 | 0 | 0 |  |  |  | Ext. Simeon & Ondal COG | 63322.521
[15 empty] | Tarriffs (10%) | 6332.2521
[15 empty] | Equipment Total | 69654.7731
[15 empty] | Shipping & Install COG | 11000
[15 empty] | Grand Total COG | 80654.7731
V-- BNL SUPPLIER UNIT COG --V | [14 empty] | List Price @ 40% CM | 134424.6218
Simeon and Ondal COG |  | 19747.706 | 16767.65 | 15494.5325 | 11312.6325 | 0 | 0 | 0 | 16856.855 | 0 | 0 | Shipping | Installation | Total
Configuration List Price |  | 65825.6867 | 55892.1667 | 51648.4417 | 37708.775 | 0 | 0 | 0 | 56189.5167 | 0 | 0
Ext. Config List Total |  | 65825.6867 | 55892.1667 | 51648.4417 | 37708.775 | 0 | 0 | 0 | 0 | 0 | 0
Boom and Light Details
3D Configurations Link
Competitor Quotes Link
Power Type
Gas Connection Type
Ceiling Height
Pricing Displayed
Summary Page Details
General Notes
Additional Items | Included? | Quote Display
Support+ ¦ Promise
Support+ ¦ In-Case
Support+ ¦ Bio-Med
Project Management
Installation
Shipping

## Estimating Drop Downs (hidden)
Divisons Included? | Pricing Format | Pricing Shown | Quantity | Feet | Inches | On-Grade? | Floors Above? | Room Type | Construction Type | Deposit | Nurse Call | HVAC Controls | Power Type | Gas Connection Type
Yes | Standard | Lump Sum | 1 | 1 ft | 0.5 in | No | No | Cath / IR | Finishes Refresh | No, 0% | Hill-Rom | Johnson Controls | Isolated (Orange Brown) | Ohmeda
No | Baylor | Groups Only | 2 | 2 ft | 1 in | Yes | Yes | Clinic Support Space | Equipment Replacement | Yes, 5% | Rauland | Siemens | Non-Isolated (Black/White) | Chemetron
TBD | HCA | Line item Pricing | 3 | 3 ft | 1.5 in |  |  | CT | Space Conversion | Yes, 10% |  | Trane |  | Puritan Bennett
|  |  | 4 | 4 ft | 2 in |  |  | Imaging Renovation | New Build / Addition | Yes, 15% |  | Other |  | DISS
|  |  | 5 | 5 ft | 2.5 in |  |  | Linear Accelerator |  | Yes, 20% |  |  |  | Other
|  |  | 6 | 6 ft | 3 in |  |  | Lobby/Non-Critical |  | Yes, 25%
|  |  | 7 | 7 ft | 3.5 in |  |  | Medical Office Building |  | Yes, 30%
|  |  | 8 | 8 ft | 4 in |  |  | MRI |  | Yes, 35%
|  |  | 9 | 9 ft | 4.5 in |  |  | New Build |  | Other
|  |  | 10 | 10 ft | 5 in |  |  | OR Renovation
|  |  | 11 | 11 ft | 5.5 in |  |  | Other
|  |  | 12 | 12 ft | 6 in |  |  | Patient Rooms
|  |  | 13 | 13 ft | 6.5 in |  |  | Pharmacy / Lab
|  |  | 14 | 14 ft | 7 in |  |  | Shell Buildout
|  |  | 15 | 15 ft | 7.5 in |  |  | SPD
|  |  | 16 | 16 ft | 8 in |  |  | Tenant Improvement
|  |  | 17 | 17 ft | 8.5 in |  |  | X-Ray
|  |  | 18 | 18 ft | 9 in
|  |  | 19 | 19 ft | 9.5 in
|  |  | 20 | 20 ft | 10 in
10.5 in
11 in
11.5 in

## BnL Drop Downs (hidden)
Service Types | Service Head Height | Rear Selection | Connection Type | Power Type | Ceiling Tube | Ceiling Cover
| Articulating | --Not Selected--
(2) Duplexes | 600mm | Data Pass Thru | Ohmeda | Isolated | 100mm | Single
(3) Duplexes | 800mm | Nitrogen Regulator | Chemetron | Non-Isolated | 300mm | Tandem (1st Position)
Oxygen | 1000mm |  | Puritan Bennett |  | 500mm | Tandem (2nd Position)
Medical Air | 1200mm |  | DISS
Nitrous Oxide | 1400mm
Vacuum | 1600mm
Nitrogen
Carbon Dioxide
WAGD
Data
Storz 4in1
Blank

## Ondal Booms (hidden)
Base Model | Base Model Sales Price | Ondal List | Ondal Sales | Imagine List |  | Ondal Discount | Imagine Margin
1 | Spring | 10983.36 | 8237.52 | 27458.4 |  | 25% | 40%
2 | Spring XL | 12891.69 | 9668.7675 | 32229.225
3 | Powered | 11815.05 | 8861.2875 | 29537.625
4 | Powered XL | 13425.94 | 10069.455 | 33564.85
5 | Fixed | 7473.19 | 5604.8925 | 18682.975
6 | Fixed XL | 8900.5 | 6675.375 | 22251.25
7 | Fixed XXL | 10274.96 | 7706.22 | 25687.4
| Base Model | Ondal List | Ondal Sales | Imagine List | Price Adder | Ceiling Cover | Ceiling Flange | Top Arm | Bottom Arm | Service Head | Misc
1 | Spring | 11372.18 | 8529.135 | 28430.45 | 0 | Single | 100mm | 1200mm | Spring | 400mm
2 | Spring XL | 13280.51 | 9960.3825 | 33201.275 | 0 | Single | 100mm XL | 1200mm XL | Spring | 400mm
3 | Powered | 12203.87 | 9152.9025 | 30509.675 | 0 | Single | 100mm | 1200mm | Powered | 400mm
4 | Powered XL | 13814.76 | 10361.07 | 34536.9 | 0 | Single | 100mm XL | 1200mm XL | Powered | 400mm
5 | Fixed | 7862.01 | 5896.5075 | 19655.025 | 0 | Single | 100mm | 1200mm | Fixed | 400mm
6 | Fixed XL | 9289.32 | 6966.99 | 23223.3 | 0 | Single | 100mm XL | 1200mm XL | Fixed | 400mm
7 | Fixed XXL | 10663.78 | 7997.835 | 26659.45 | 0 | Single | 100mm XL | 1200mm XL | Fixed | 400mm
| Spring - Large Monitor Boom | 16600.73 | 12450.5475 | 41501.825 | 5228.55 | Single | 100mm | 1200mm | Spring | Large Monitor Carrier
| Spring XL - Large Monitor Boom | 18509.06 | 13881.795 | 46272.65 | 5228.55 | Single | 100mm XL | 1200mm XL | Spring | Large Monitor Carrier
| Powered - 200SH | 11707.68 | 8780.76 | 29269.2 | -496.19 | Single | 100mm | 1200mm | Spring | 200mm
| Powered - 600SH | 12701.91 | 9526.4325 | 31754.775 | 498.04 | Single | 100mm | 1200mm | Spring | 600mm
| Powered - 800SH | 13222.18 | 9916.635 | 33055.45 | 1018.31 | Single | 100mm | 1200mm | Spring | 800mm
| Powered - 1000SH | 13740.59 | 10305.4425 | 34351.475 | 1536.72 | Single | 100mm | 1200mm | Spring | 1000mm
| Powered - N2 Regulator | 12993.59 | 9745.1925 | 32483.975 | 789.72 | Single | 100mm | 1200mm | Spring | 1000mm
| Powered - (3) 500 Shelves | 13746.19 | 10309.6425 | 34365.475 | 1542.32 | Single | 100mm | 1200mm | Spring | 100mm
| Powered - (3) 750 Shelves | 14534.92 | 10901.19 | 36337.3 | 2331.05 | Single | 100mm | 1200mm | Spring | 100mm
| Powered - 300mm Ceiling Flange | 12258.3 | 9193.725 | 30645.75 | 54.43 | Single | 100mm | 1200mm | Spring | 100mm
| Powered - 500mm Ceiling Flange | 12389.02 | 9291.765 | 30972.55 | 185.15 | Single | 100mm | 1200mm | Spring | 100mm
| Powered - One O2 Outlet | 12590.84 | 9443.13 | 31477.1 | 386.97 | Single | 100mm | 1200mm XL | Spring | 100mm
| Powered - Two O2 Outlet | 12855.61 | 9641.7075 | 32139.025 | 651.74 | Single | 100mm | 1200mm XL | Spring | 100mm
| Powered - Three O2 Outlet | 13120.38 | 9840.285 | 32800.95 | 916.51 | Single | 100mm | 1200mm XL | Spring | 100mm
| Powered - Four O2 Outlet | 13385.15 | 10038.8625 | 33462.875 | 1181.28 | Single | 100mm | 1200mm XL | Spring | 100mm
| Powered - Four Duplex | 12529.74 | 9397.305 | 31324.35 | 325.87 | Single | 100mm | 1200mm XL | Spring | 100mm
| Powered - Six Duplex | 12700.07 | 9525.0525 | 31750.175 | 496.2 | Single | 100mm | 1200mm XL | Spring | 100mm
| Powered - Eight Duplex | 12855.61 | 9641.7075 | 32139.025 | 651.74 | Single | 100mm | 1200mm XL | Spring | 100mm
| Powered - Twelve Duplex | 13125.91 | 9844.4325 | 32814.775 | 922.04 | Single | 100mm | 1200mm XL | Spring | 100mm
| Powered XL - 300mm XL Ceiling Flange | 13471.21 | 10103.4075 | 33678.025 | 190.7 | Single | 100mm | 1200mm XL | Spring | 100mm
| Powered XL - 500mm XL Ceiling Flange | 13735.58 | 10301.685 | 34338.95 | 455.07 | Single | 100mm | 1200mm XL | Spring | 100mm
| Spring XL - 1400mm XL Top Arm | 13937.61 | 10453.2075 | 34844.025 | 657.1 | Single | 100mm | 1200mm XL | Spring | 100mm
| Spring XL - 1600mm XL Top Arm | 14633.59 | 10975.1925 | 36583.975 | 1353.08 | Single | 100mm | 1200mm XL | Spring | 100mm
Ondal Options | Ceiling Cover | Ondal List | Ondal Sales | Imagine List |  | Mounting Plate | Ceiling Cover | Reducing Ring
11-300-603 | Single Mount (Round) | 1616.36 | 1212.27 | 4040.9 |  | 1005.36 | 611 | 0
11-300-604 | Single Mount (Square) | 1393.89 | 1045.4175 | 3484.725 |  | 1005.36 | 388.53 | 0
11-300-611 | Tandem (1st Position) | 1646.49 | 1234.8675 | 4116.225 |  | 1005.36 | 379.56 | 261.57
11-300-612 | Tandem (2nd Position) | 0 | 0 | 0 |  | 388.82 | 1005.36 | 0
Ceiling Tube
|  | Ondal List | Ondal Sales | Imagine List
| 100mm | 0 | 0 | 0
| 300mm | 54.43 | 40.8225 | 136.075
| 500mm | 185.15 | 138.8625 | 462.875
| 100mm XL | 0 | 0 | 0
| 300mm XL | 190.7 | 143.025 | 476.75
| 500mm XL | 455.07 | 341.3025 | 1137.675
Top Arm
|  | Ondal List | Ondal Sales | Imagine List
| 600mm | 0 | 0 | 0
| 800mm | 0 | 0 | 0
| 1000mm | 0 | 0 | 0
| 1200mm | 0 | 0 | 0
| 600mm XL | 0 | 0 | 0 | XL
| 800mm XL | 0 | 0 | 0 | XL
| 1000mm XL | 0 | 0 | 0 | XL
| 1200mm XL | 0 | 0 | 0 | XL
| 1400mm XL | 657.1 | 492.825 | 1642.75 | XL
| 1600mm XL | 1353.08 | 1014.81 | 3382.7 | XL
Bottom Arm
|  | Ondal List | Ondal Sales | Imagine List
| Powered Articulating | 0 | 0 | 0 | Powered
| Spring Articulating | 0 | 0 | 0 | Spring
| 600mm Fixed | 0 | 0 | 0 | Fixed
| 800mm Fixed | 0 | 0 | 0 | Fixed
| 1000mm Fixed | 0 | 0 | 0 | Fixed
| 1200mm Fixed | 0 | 0 | 0 | Fixed
| 600mm Fixed XL | 0 | 0 | 0 | Fixed X
| 800mm Fixed XL | 0 | 0 | 0 | Fixed X
| 1000mm Fixed XL | 0 | 0 | 0 | Fixed X
| 1200mm Fixed XL | 0 | 0 | 0 | Fixed X
Column Tube
|  | Ondal List | Ondal Sales | Imagine List
| 120mm Column Tube | 0 | 0 | 0
| 200mm Column Tube | 0 | 0 | 0
| 300mm Column Tube | 0 | 0 | 0
| 400mm Column Tube | 0 | 0 | 0
| 500mm Column Tube | 0 | 0 | 0
| 600mm Column Tube | 0 | 0 | 0
Top Arm
Service Head
|  | Ondal List | Ondal Sales | Imagine List | Actual Price
| 200mm Service Head | 0 | 0 | 0
| 400mm Service Head | 0 | 0 | 0 | 335.5
| 600mm Service Head | 0 | 0 | 0 | 1329.73
| 800mm Service Head | 0 | 0 | 0 | 1850
| 1000mm Service Head | 0 | 0 | 0 | 2368.41
| Large Monitor Carrier | 5228.55 | 3921.4125 | 13071.375
Services
|  | Ondal List | Ondal Sales | Imagine List
| 0 Duplexes | 0 | 0 | 0 | 0
| 1 Duplexes | 93.88 | 70.41 | 234.7 | 1
| 2 Duplexes | 187.76 | 140.82 | 469.4 | 2
| 3 Duplexes | 281.64 | 211.23 | 704.1 | 3
| 4 Duplexes | 375.52 | 281.64 | 938.8 | 4
| 5 Duplexes | 469.4 | 352.05 | 1173.5 | 5
| 6 Duplexes | 563.28 | 422.46 | 1408.2 | 6
| 7 Duplexes | 657.16 | 492.87 | 1642.9 | 7
| 8 Duplexes | 751.04 | 563.28 | 1877.6 | 8
| 9 Duplexes | 844.92 | 633.69 | 2112.3 | 9
| 10 Duplexes | 938.8 | 704.1 | 2347 | 10
| 11 Duplexes | 1032.68 | 774.51 | 2581.7 | 11
| 12 Duplexes | 1126.56 | 844.92 | 2816.4 | 12
| 13 Duplexes | 1220.44 | 915.33 | 3051.1 | 13
| 14 Duplexes | 1314.32 | 985.74 | 3285.8 | 14
| 15 Duplexes | 1408.2 | 1056.15 | 3520.5 | 15
| 16 Duplexes | 1502.08 | 1126.56 | 3755.2 | 16
| 17 Duplexes | 1595.96 | 1196.97 | 3989.9 | 17
| 18 Duplexes | 1689.84 | 1267.38 | 4224.6 | 18
| 0 Outlets | 0 | 0 | 0 | 0
| 1 Outlets | 325.87 | 244.4025 | 814.675 | 1
| 2 Outlets | 651.74 | 488.805 | 1629.35 | 2
| 3 Outlets | 977.61 | 733.2075 | 2444.025 | 3
| 4 Outlets | 1303.48 | 977.61 | 3258.7 | 4
| 5 Outlets | 1629.35 | 1222.0125 | 4073.375 | 5
| 6 Outlets | 1955.22 | 1466.415 | 4888.05 | 6
| 7 Outlets | 2281.09 | 1710.8175 | 5702.725 | 7
| 8 Outlets | 2606.96 | 1955.22 | 6517.4 | 8
| 9 Outlets | 2932.83 | 2199.6225 | 7332.075 | 9
| 10 Outlets | 3258.7 | 2444.025 | 8146.75 | 10
| 11 Outlets | 3584.57 | 2688.4275 | 8961.425 | 11
Shelves
|  | Ondal List | Ondal Sales | Imagine List
| (0) 500mm Shelves | 0 | 0 | 0 | 0
| (1) 500mm Shelves | 514.1067 | 385.58 | 1285.2667 | 1
| (2) 500mm Shelves | 1028.2133 | 771.16 | 2570.5333 | 2
| (3) 500mm Shelves | 1542.32 | 1156.74 | 3855.8 | 3
| (4) 500mm Shelves | 2056.4267 | 1542.32 | 5141.0667 | 4
|  | Ondal List | Ondal Sales | Imagine List
| (0) 750mm Shelves | 0 | 0 | 0 | 0
| (1) 750mm Shelves | 777.0167 | 582.7625 | 1942.5417 | 1
| (2) 750mm Shelves | 1554.0333 | 1165.525 | 3885.0833 | 2
| (3) 750mm Shelves | 2331.05 | 1748.2875 | 5827.625 | 3
| (4) 750mm Shelves | 3108.0667 | 2331.05 | 7770.1667 | 4
Circuits
|  | Ondal List | Ondal Sales | Imagine List
| (0) Circuits | 0 | 0 | 0 | 0
| (1) Circuits | 0 | 0 | 0 | 1
| (2) Circuits | 0 | 0 | 0 | 2
| (3) Circuits | 0 | 0 | 0 | 3
| (4) Circuits | 0 | 0 | 0 | 4
| (5) Circuits | 0 | 0 | 0 | 5
| (6) Circuits | 0 | 0 | 0 | 6
Ondal Accessories |  | Ondal List | Ondal Sales | Imagine List
|  | 0 | 0 | 0
| Nitrogen Regulator | 789.72 | 592.29 | 1974.3
| Single Drawer for Shelf | 453.62 | 340.215 | 1134.05
| Double Drawer for Shelf | 862.8 | 647.1 | 2157
| Keyboard Drawer for Shelf | 738.12 | 553.59 | 1845.3
| Small Basket | 161.08 | 120.81 | 402.7
| Small Basket - Deep | 138.86 | 104.145 | 347.15
| Universal Hook | 107.39 | 80.5425 | 268.475
| Oxygen Tank Holder | 731.34 | 548.505 | 1828.35
| Light (Top Arm or Service Head) | 1944.96 | 1458.72 | 4862.4
| Large Monitor Rear Monitor Mounts | 935.02 | 701.265 | 2337.55
1957353 | Multi-Bar Electrical | 850 | 637.5 | 2125
Ondal Options |  | Ondal List | Ondal Sales | Imagine List
Rails/Shelves
Part # | Description | Ondal List | Ondal Sales | Imagine List
| Basket (Small) | 161.08 | 120.81 | 402.7
| Basket (Small - Deep) | 138.86 | 104.145 | 347.15
| Universal Hook | 107.39 | 80.5425 | 268.475
| Oxygen Tank Holder | 731.34 | 548.505 | 1828.35
| Light (Top of Arm) | 1880.16 | 1410.12 | 4700.4
| Light (Bottom of Service Head) | 1944.96 | 1458.72 | 4862.4
| Light (Bottom/Top) | 2226.39 | 1669.7925 | 5565.975
| Multi-Function Racks (600mm) | 1626.83 | 1220.1225 | 4067.075
| Multi-Function Racks (1000mm) | 1670.95 | 1253.2125 | 4177.375
| Shelf (500mm) | 351.79 | 263.8425 | 879.475
| Shelf (750mm) | 614.7 | 461.025 | 1536.75
| Shelf (Handle) | 172.19 | 129.1425 | 430.475
| Shelf (Drawer - Small) | 453.62 | 340.215 | 1134.05
| Shelf (Drawer - Double) | 862.8 | 647.1 | 2157
| Shelf (Drawer - Keyboard) | 738.12 | 553.59 | 1845.3
Ceiling Covers
Part # | Description | Ondal List | Ondal Sales | Imagine List
1856697 | Mounting Plate (Single) | 1005.36 | 754.02 | 2513.4
1948735 | Single Ceiling Cover (50mm Round) | 388.82 | 291.615 | 972.05
1945882 | Single Ceiling Cover (50mm Square) | 388.53 | 291.3975 | 971.325
1936175 | Single Ceiling Cover (50mm Round with Seal) | 611 | 458.25 | 1527.5
1856697 | Mounting Plate (Tandem) | 1005.36 | 754.02 | 2513.4
1935634 | Tandem Ceiling Cover | 379.56 | 284.67 | 948.9
1915476 | Reduction Ring to 127mm | 261.57 | 196.1775 | 653.925
1957353 | MULTIBAR,2 ELEC,1 BLANK,R9010 | 595 | 446.25 | 1487.5
1533283 | Gas module with assembly of 4 US | 298.09 | 223.5675 | 745.225
1516311 | Cover panel US, VA, 144mm x 70mm | 12.96 | 9.72 | 32.4
1547393 | Data -module with preparation for 4 US | 175.89 | 131.9175 | 439.725
0250099 | Accessories for Plate | 151.82 | 113.865 | 379.55

## Simeon Lights (hidden)
Base Model(s) |  |  | 0 | [9 empty] | DISCOUNTS |  |  |  | MARGIN
| Part # | Base Model | # of Lights | TC Mount? | Simeon List | Simeon Sales | Imagine List | Ceiling Tube | Central Axis | Turning Cover |  | Surgical Light | Camera Systems | Exam Lights | Client Discount |  | Imagine Margin
| 11-100-101 | LED | 1 | No | 4142.87 | 2071.435 | 6904.7833 | 351.69 | 1719.745 | 0 |  | 50% | 45% | 45% | 50% |  | 40%
| 11-100-102 | LED / LED | 2 | No | 7827.25 | 3913.625 | 13045.4167 | 351.69 | 3561.935 | 0
| 11-100-103 | LED / LED / LED | 3 | No | 10639.91 | 5319.955 | 17733.1833 | 351.69 | 4968.265 | 0
| 11-100-104 | LED / FP | 1 | No | 5874.23 | 2937.115 | 9790.3833 | 351.69 | 2585.425 | 0
| 11-100-105 | FP / LED | 1 | No | 6214.45 | 3107.225 | 10357.4167 | 351.69 | 2574.84 | 180.695
| 11-100-106 | LED / LED / FP | 2 | No | 8860.93 | 4430.465 | 14768.2167 | 351.69 | 4078.775 | 0
| 11-100-107 | FP / LED / FP | 1 | No | 8244.23 | 4122.115 | 13740.3833 | 351.69 | 3589.73 | 180.695
| 11-100-108 | LED / LS | 1 | No | 7827.25 | 3913.625 | 13045.4167 | 351.69 | 3561.935 | 0
| 11-100-109 | LED / LED / LS | 2 | No | 10639.91 | 5319.955 | 17733.1833 | 351.69 | 4968.265 | 0
| 11-100-110 | FP | 0 | No | 3442.5 | 1721.25 | 5737.5 | 351.69 | 1369.56 | 0
| 11-100-111 | LS | 0 | No | 4142.87 | 2071.435 | 6904.7833 | 351.69 | 1719.745 | 0
| 11-100-112 | FP / FP | 0 | No | 5388.37 | 2694.185 | 8980.6167 | 351.69 | 2161.8 | 180.695
| 11-100-113 | LS / LS | 0 | No | 7827.25 | 3913.625 | 13045.4167 | 351.69 | 3561.935 | 0
| 11-100-114 | FP / LS | 0 | No | 5853.06 | 2926.53 | 9755.1 | 351.69 | 2574.84 | 0
| 11-100-115 | LS / FP | 0 | No | 6235.62 | 3117.81 | 10392.7 | 351.69 | 2585.425 | 180.695
| 11-100-116 | (3P) LED | 1 | No | 2878.16 | 1439.08 | 4796.9333 | 351.69 | 1087.39 | 0
| 11-100-117 | (3P) LED / LED |  |  | 4532.29 | 2266.145 | 7553.8167 | 351.69 | 1914.455
| 11-100-118 | UPGRADE | 1 | No | 0 | 0 | 0 | 0 | 0 | 0 |  | 50% | 40% | 45% | 50% |  | 40%
| 11-100-119 | UPGRADE / UPGRADE | 2 | No | 0 | 0 | 0 | 0 | 0 | 0
| 11-100-120 | UPGRADE / UPGRADE / UPGRADE | 3 | No | 0 | 0 | 0 | 0 | 0 | 0
Priced Option(s)
| Part # | Arm Selections | Type |  | Simeon List | Imagine Cost | Imagine List Price | Spring Arm | Lighthead | Flat Panel | Lead Shield | Power Supply | Power Cable | Control Cable | Patch Cable | Flat Panel Power Cable
| 11-200-101 | 7000 Standard | LED |  | 16918.19 | 8459.095 | 28196.9833 | 1071.595 | 6461.05 | 0 | 0 | 744.63 | 87.91 | 60.27 | 33.64 | 0
| 11-200-102 | 7000 Low Ceiling | LED |  | 18316.85 | 9158.425 | 30528.0833 | 1859.51 | 6372.465 | 0 | 0 | 744.63 | 87.91 | 60.27 | 33.64 | 0
| 11-200-103 | 8000 Standard | LED |  | 18041.85 | 9020.925 | 30069.75 | 1071.595 | 7022.88 | 0 | 0 | 744.63 | 87.91 | 60.27 | 33.64 | 0
| 11-200-104 | 8000 Low Ceiling | LED |  | 19425.11 | 9712.555 | 32375.1833 | 1859.51 | 6926.595 | 0 | 0 | 744.63 | 87.91 | 60.27 | 33.64 | 0
| 11-200-105 | 32in Flat Panel | FP |  | 8150.37 | 4075.185 | 13583.95 | 1850.235 | 2195.955 | 0 | 0 | 0 | 0 | 0 | 0 | 28.995
| 11-200-106 | Lead Shield | LS |  | 6449.6 | 6449.6 | 21498.6667 | 0 | 0 | 0 | 6449.6 | 0 | 0 | 0 | 0 | 0
|  | V-- NON-STANDARD --V |  |  | 0 | 0 | 0
| 11-200-107 | 500 Standard | LED |  | 10337.15 | 5168.575 | 17228.5833 | 1071.595 | 4096.98
| 11-200-108 | 500 Low Ceiling | LED |  | 11735.81 | 5867.905 | 19559.6833 | 1859.51 | 4008.395
| 11-200-109 | 500 Standard (3P) | LED |  | 10726.83 | 5363.415 | 17878.05 | 561.445 | 3875.52 | 0 | 0 | 744.63 | 87.91 | 60.27 | 33.64 | 0
| 11-200-110 | 500 Low Ceiling (3P) | LED |  | 11633.12 | 5816.56 | 19388.5333 | 1103.18 | 3786.93 | 0 | 0 | 744.63 | 87.91 | 60.27 | 33.64 | 0
| 11-200-111 | 7000 Standard (3P) | LED |  | 15468.27 | 7734.135 | 25780.45 | 561.445 | 6246.24 | 0 | 0 | 744.63 | 87.91 | 60.27 | 33.64 | 0
| 11-200-112 | 7000 Low Ceiling (3P) | LED |  | 16372.35 | 8186.175 | 27287.25 | 1103.18 | 6156.545 | 0 | 0 | 744.63 | 87.91 | 60.27 | 33.64 | 0
| 11-200-113 | 8000 Standard (3P) | LED |  | 16554.57 | 8277.285 | 27590.95 | 561.445 | 6789.39 | 0 | 0 | 744.63 | 87.91 | 60.27 | 33.64 | 0
| 11-200-114 | 8000 Low Ceiling (3P) | LED |  | 17443.06 | 8721.53 | 29071.7667 | 1103.18 | 6691.9 | 0 | 0 | 744.63 | 87.91 | 60.27 | 33.64 | 0
| 11-200-115 | UPGRADE - SPECIAL PRICING | LED |  | 15000 | 7500 | 25000 | 0 | 7500 | 0 | 0 | 0 | 0 | 0 | 0 | 0
| 11-200-116 | FP (TC-Ondal) |  |  | 6750 | 3375 | 11250 | 0 | 3375 | 0 | 0 | 0 | 0 | 0 | 0 | 0
| 11-200-117 | 4500 Exam Light |  |  | 6059.35 | 3029.675 | 10098.9167 | 0 | 3029.675 | 0 | 0 | 0 | 0 | 0 | 0 | 0
|  | Ceiling Drop Tubes |  |  | Simeon List | Imagine Cost | Imagine List Price
| 11-300-001 | 150mm |  |  | 0 | 0 | 0 | 0 | 0 | 0 | 0 | 0 | 0 | 0
| 11-300-002 | 200mm |  |  | 0 | 0 | 0 | 0 | 0 | 0 | 0 | 0 | 0 | 0
| 11-300-003 | 250mm |  |  | 0 | 0 | 0 | 0 | 0 | 0 | 0 | 0 | 0 | 0
| 11-300-004 | 300mm |  |  | 0 | 0 | 0 | 0 | 0 | 0 | 0 | 0 | 0 | 0
| 11-300-005 | 350mm |  |  | 0 | 0 | 0 | 0 | 0 | 0 | 0 | 0 | 0 | 0
| 11-300-006 | 400mm |  |  | 0 | 0 | 0 | 0 | 0 | 0 | 0 | 0 | 0 | 0
| 11-300-007 | 450mm |  |  | 0 | 0 | 0 | 0 | 0 | 0 | 0 | 0 | 0 | 0
| 11-300-008 | 500mm |  |  | 0 | 0 | 0 | 0 | 0 | 0 | 0 | 0 | 0 | 0
| 11-300-010 | Upgrade Only |  |  | 0 | 0 | 0 | 0 | 0 | 0 | 0 | 0 | 0
| 11-300-009 | Ondal TC Flange |  |  | 0 | 0 | 0 | 0 | 0 | 0 | 0 | 0 | 0 | 0
| Part # | Wall Control |  |  | Simeon List | Imagine Cost | Imagine List Price | Handle Adapter | Lintex Parts | Wall Control | Installation | Sim.Flex Arms | Mounting Plate | Ceiling Cover | Wall Control Back Box
|  | No Wall Control |  |  | 0 | 0 | 0 | 0 | 0 | 0 | 0 | 0 | 0
| 11-300-101 | Wall Control in Separate Config |  |  | 0 | 0 | 0 | 0 | 0 | 0 | 0 | 0 | 0
| 11-300-102 | Wall Control (Touch) |  |  | 2995.37 | 1497.685 | 4992.2833 | 0 | 0 | 1302.685 | 0 | 0 | 0 | 0 | 195
| 11-300-103 | Wall Control (Single) |  |  | 1577.44 | 788.72 | 2629.0667 | 0 | 0 | 593.72 | 0 | 0 | 0 | 0 | 195
| 11-300-104 | Wall Control (Dual) |  |  | 2163.1 | 1081.55 | 3605.1667 | 0 | 0 | 886.55 | 0 | 0 | 0 | 0 | 195
| 11-300-105 | Wall Control (Triple) |  |  | 3074.91 | 1537.455 | 5124.85 | 0 | 0 | 1342.455 | 0 | 0 | 0 | 0 | 195
| 11-300-106 | Wall Control (Single w/ Cam) |  |  | 2228.94 | 1114.47 | 3714.9 | 0 | 0 | 919.47 | 0 | 0 | 0 | 0 | 195
| 11-300-107 | Wall Control (Dual w/ Cam) |  |  | 2971.34 | 1485.67 | 4952.2333 | 0 | 0 | 1290.67 | 0 | 0 | 0 | 0 | 195
| 11-300-108 | Wall Control (Triple w/ Cam) |  |  | 3803.26 | 1901.63 | 6338.7667 | 0 | 0 | 1706.63 | 0 | 0 | 0 | 0 | 195
|  | Device Control |  |  | Simeon List | Imagine Cost | Imagine List Price
|  | No Integration Control |  |  | 0 | 0 | 0 | 0 | 0 | 0 | 0 | 0 | 0 | 0 | 0
| 11-300-201 | Storz Integration Control |  |  | 1705.22 | 852.61 | 2842.0333 | 0 | 0 | 852.61 | 0 | 0 | 0 | 0 | 0
|  | In-Light Camera |  |  | Simeon List | Imagine Cost | Imagine List Price |  |  | Camera Pkg |  |  |  |  | BNC Cable
|  | No Camera Prep |  |  | 0 | 0 | 0 | 0 | 0 | 0 | 0 | 0 | 0 | 0 | 0
| 11-300-301 | Wired Camera Prep |  |  | 2695.22 | 1482.371 | 4941.2367 | 0 | 0 | 1435.159 | 0 | 0 | 0 | 0 | 47.212
| 11-300-302 | Wired Camera |  |  | 14195.04 | 7807.272 | 26024.24 | 0 | 0 | 7807.272 | 0 | 0 | 0 | 0 | 0
| 11-300-303 | Wireless Camera |  |  | 19831.3 | 10907.215 | 36357.3833 | 0 | 0 | 10907.215 | 0 | 0 | 0 | 0 | 0
|  | Disposable Adapters |  |  | Simeon List | Imagine Cost | Imagine List Price
|  | No Handle Adapter(s) |  |  | 0 | 0 | 0 | 0 | 0 | 0 | 0 | 0 | 0 | 0
| 11-300-401 | (1) Screw-On Adapters |  |  | 264 | 132 | 440 | 0 | 132 | 0 | 0 | 0 | 0 | 0
| 11-300-401 | (2) Screw-On Adapters |  |  | 528 | 264 | 880 | 0 | 264 | 0 | 0 | 0 | 0 | 0
| 11-300-401 | (3) Screw-On Adapters |  |  | 792 | 396 | 1320 | 0 | 396 | 0 | 0 | 0 | 0 | 0
| 11-300-401 | (1) Slip-On Adapter |  |  | 264 | 132 | 440 | 0 | 132 | 0 | 0 | 0 | 0 | 0
| 11-300-401 | (2) Slip-On Adapters |  |  | 528 | 264 | 880 | 0 | 264 | 0 | 0 | 0 | 0 | 0
| 11-300-402 | (3) Slip-On Adapters |  |  | 792 | 396 | 1320 | 0 | 396 | 0 | 0 | 0 | 0 | 0
|  | Sim.Flex Arm(s) |  |  | Simeon List | Imagine Cost | Imagine List Price
|  | Standard Armset |  |  | 0 | 0 | 0 | 0 | 0 | 0 | 0 | 0 | 0 | 0
| 11-300-501 | Sim.Flex (1 Arm) |  |  | 3500 | 1750 | 5833.3333 | 0 | 0 | 0 | 0 | 1750 | 0 | 0
| 11-300-502 | Sim.Flex (2 Arms) |  |  | 5500 | 2750 | 9166.6667 | 0 | 0 | 0 | 0 | 2750 | 0 | 0
| 11-300-503 | Sim.Flex (3 Arms) |  |  | 7500 | 3750 | 12500 | 0 | 0 | 0 | 0 | 3750 | 0 | 0
|  | Pre-Installation |  |  | Simeon List | Imagine Cost | Imagine List Price | [5 empty] | Ceiling Cover | Mounting Plate
0
| 11-300-601 | Single Mount (Standard) |  |  | 864.63 | 432.315 | 1441.05 | 0 | 0 | 0 | 0 | 0 | 156.435 | 275.88
| 11-300-602 | Single Mount (Universal) |  |  | 2012.85 | 1006.425 | 3354.75 | 0 | 0 | 0 | 0 | 0 | 156.435 | 849.99
| 11-300-611 | Tandem (1st Position) |  |  | 2469.735 | 1234.8675 | 4116.225 | 0 | 0 | 0 | 0 | 0 | 480.8475 | 754.02
| 11-300-612 | Tandem (2nd Position) |  |  | 0 | 0 | 0 | 0 | 0 | 0 | 0 | 0 | 0 | 0
| 11-300-613 | Upgrade Only |  |  | 0 | 0 | 0 | 0 | 0 | 0 | 0 | 0 | 0 | 0
|  | Installation |  |  | Simeon List | Imagine Cost | Imagine List Price
| 11-400-101 | Installation |  |  | 1800 | 900 | 3000 | 0 | 0 | 0 | 1000 | 0 | 0 | 0
|  | Shipping |  |  | Simeon List | Imagine Cost | Imagine List Price
| 11-500-101 | Shipping |  |  | 600 | 300 | 1000 | 0 | 0 | 0 | 500 | 0 | 0 | 0
SIMEON PART NUMBERS
| Single Armsets | Description |  |  | 2025 Simeon List | 2025 Simeon Sales |  | 2024 Simeon List Price | 2024 Cost of Goods | Notes
| 111-0017102 | Central axis single - 9-pole |  |  | 3280.9 | 1640.45 |  | 2715.32 | 1357.66 | LED (Standard)
| 111-0017104 | Central axis single - TFT AC3000 |  |  | 2493.5 | 1246.75 |  | 2657.42 | 1328.71 | FP (Standard)
| 111-0017139 | Central axis single - 9-pole SL 1300mm |  |  | 3439.49 | 1719.745 |  | 3387.27 | 1693.635 | LED (Extended)
| 111-0017156 | Central axis single - TFT AC3000 SL 1062mm |  |  | 2739.12 | 1369.56 |  | 2824.95 | 1412.475 | FP (Extended)
| 111-0017142 | Central axis single - 3-pole SL 1040mm |  |  | 2174.78 | 1087.39 |  | 2090.93 | 1045.465 | LED (3-Pole)
| Dual Armsets |  |  |  | Simeon 2025 List Price | 2025 Cost of Goods |  | Simeon 2024 List Price | 2024 Cost of Goods | Notes
| 111-0017171 | Central axis double - 9-pole / TFT AC3000 |  |  | 5108.88 | 2554.44 |  | 4622.88 | 2311.44 | FP/LED (Standard)
| 111-0017125 | Central axis double - 9-pole / 9-pole |  |  | 6155.71 | 3077.855 |  | 5022.15 | 2511.075 | LED/LED (Standard)
| 111-0017150 | Central axis double - 9-pole SL 925mm / 9-pole SL 1040mm |  |  | 6309.02 | 3154.51
| 111-0017222 | Central axis double - TFT AC3000 / 9pole |  |  | 5170.85 | 2585.425 |  | 4622.88 | 2311.44 | LED/FP (Standard)
| 111-0017191 | Central axis double - 9-pole SL 925mm / TFT AC3000 SL 1062mm |  |  | 5149.68 | 2574.84 |  | 4790.12 | 2395.06 | FP/LED (Extended)
| 111-0017164 | Central axis double - 9-pole SL 1150mm / 9-pole SL 1300mm |  |  | 7123.87 | 3561.935 |  | 7014.03 | 3507.015 | LED/LED (Extended)
| 111-0017205 | Central axis double - TFT AC3000 SL 822mm / TFT AC3000 SL 1062mm |  |  | 4323.6 | 2161.8 |  | 4377.03 | 2188.515 | FP/FP (Extended)
| 111-0017145 | Central axis double - 3-pole SL 925mm / 3-pole SL 1040mm |  |  | 3828.91 | 1914.455 |  | 2090.93 | 1045.465 | LED (3-Pole)
| Triple Armsets |  |  |  | Simeon 2025 List Price | 2025 Cost of Goods |  | Simeon 2024 List Price | 2024 Cost of Goods
| 111-0017126 | Central axis triple - 9-pole / 9-pole / 9-pole |  |  | 9308.21 | 4654.105 |  | 7541.78 | 3770.89 | LED/LED/LED (Standard)
| 111-0017181 | Central axis triple - 9-pole / 9-pole / TFT AC3000 |  |  | 7913.86 | 3956.93 |  | 7030.63 | 3515.315 | FP/LED/LED (Standard)
| 111-0017132 | Central axis triple - TFT AC3000 / 9-pole / 9-pole |  |  | 8157.55 | 4078.775 |  | 7030.63 | 3515.315 | LED/LED/FP (Standard)
| 111-0017194 | Central axis triple - TFT AC3000 / 9-pole / TFT AC3000 |  |  | 7179.46 | 3589.73 |  | 6534.61 | 3267.305 | FP/LED/FP (Standard)
| 111-0017163 | Central axis triple - 9-pole SL 925mm / 9-pole SL 1040mm / 9-pole SL 1150mm |  |  | 9936.53 | 4968.265 |  | 7963.06 | 3981.53 | LED/LED/LED (Extended)
| Spring Arms |  |  |  | Simeon 2025 List Price | 2025 Cost of Goods |  | Simeon 2024 List Price | 2024 Cost of Goods
| 131-0017274 | Spring arm 3-pole 10-20kg |  |  | 1122.89 | 561.445 |  | 1218.09 | 609.045 | 3-Pole Standard
| 131-0017280 | Spring arm 3-pole low ceiling |  |  | 2206.36 | 1103.18 |  | 2393.41 | 1196.705 | 3-Pole Low Ceiling
| 131-0017276 | Spring arm 9-pole 10-20kg |  |  | 2143.19 | 1071.595 |  | 2324.89 | 1162.445 | Standard
| 131-0017282 | Spring arm 9-pole low ceiling |  |  | 3719.02 | 1859.51 |  | 4034.32 | 2017.16 | Low Ceiling
| 131-0017279 | Spring arm TFT 3075 20-30kg |  |  | 3700.47 | 1850.235 |  | 4014.19 | 2007.095 | Flat Panel
| 8000 Lightheads |  |  |  | Simeon 2025 List Price | 2025 Cost of Goods |  | Simeon 2024 List Price | 2024 Cost of Goods
| 141-0019525 | Sim.LED 8000 SC 3p |  |  | 13578.78 | 6789.39 |  | 14729.99 | 7364.995 | 3-Pole Standard
| 141-0019527 | Sim.LED 8000 SC 3p low ceiling |  |  | 13383.8 | 6691.9 |  | 14518.47 | 7259.235 | 3-Pole Low Ceiling
| 141-0019583 | Sim.LED 8000 SC 9p |  |  | 14045.76 | 7022.88 |  | 15236.56 | 7618.28 | Sandard
| 141-0019587 | Sim.LED 8000 SC 9p low ceiling |  |  | 13853.19 | 6926.595 |  | 15027.66 | 7513.83 | Low Ceiling
| 7000 Lightheads |  |  |  | Simeon 2025 List Price | 2025 Cost of Goods |  | Simeon 2024 List Price | 2024 Cost of Goods
|  | 7000 Special Pricing |  |  | 15000 | 7500
| 141-0014756 | Sim.LED 7000 9-pole SC |  |  | 12922.1 | 6461.05 |  | 14017.63 | 7008.815 | Standard
| 141-0014757 | Sim.LED 7000 9-pole SC low ceiling |  |  | 12744.93 | 6372.465 |  | 13825.44 | 6912.72 | Low Ceiling
| 141-0014750 | Sim.LED 7000 3-pole SC |  |  | 12492.48 | 6246.24 |  | 13356.99 | 6678.495 | 3-Pole Low Ceiling
| 141-0014751 | Sim.LED 7000 3-pole SC low ceiling |  |  | 12313.09 | 6156.545
| 500 Lighthead |  |  |  | Simeon 2025 List Price | 2025 Cost of Goods |  | Simeon 2024 List Price | 2024 Cost of Goods
| 141-0015615 | Sim.LED 500 3-pole SC |  |  | 7751.04 | 3875.52 |  | 8408.17 | 4204.085
| 141-0015616 | Sim.LED 500 3-pole SC low ceiling |  |  | 7573.86 | 3786.93 |  | 8215.97 | 4107.985
| 141-0015619 | Sim.LED 500 9-pole SC |  |  | 8193.96 | 4096.98
| 141-0015620 | Sim.LED 500 9-pole SC low ceiling |  |  | 8016.79 | 4008.395
| Exam Lights |  |  |  | Simeon 2025 List Price | 2025 Cost of Goods |  | Simeon 2024 List Price | 2024 Cost of Goods
| 161-0013148 | Sim.LED 4500 Ceiling version |  |  | 6059.35 | 3029.675 |  | 6573.06 | 3286.53
| Handle Adapters |  |  |  | Simeon 2025 List Price | 2025 Cost of Goods |  | Simeon 2024 List Price | 2024 Cost of Goods
| 142-0015720 | Focus Handle for Covidien Handle for disposable cover |  |  | 642.05 | 321.025 |  | 696.48 | 348.24
| 3600-104 | Litex Manufacturing ULH Adapter |  |  | 264 | 132 |  | 98.44 | 49.22
| 3650-63 | Litex Manufacturing ULA Adapter |  |  | 264 | 132 |  | 126 | 63
| Pre-Installation |  |  |  | Simeon 2025 List Price | 2025 Cost of Goods |  | Simeon 2024 List Price | 2024 Cost of Goods
| 112-0003198 | Ceiling cover 620x80mm for ceiling tube 125mm |  |  | 312.87 | 156.435 |  | 339.4 | 169.7
| 111-0014784 | Turning cover for TFT ceiling tube 125mm |  |  | 361.39 | 180.695 |  | 392.03 | 196.015
| 112-0002966 | Ceiling plate 380 x 380 (ceiling tube 125 mm) |  |  | 551.76 | 275.88 |  | 598.53 | 299.265
| PIP1NS2485 | Pre-Installation Plate Maxim Standard Single |  |  | 1699.98 | 849.99 |  | 1699.98 | 849.99
| Cabling |  |  |  | Simeon 2025 List Price | 2025 Cost of Goods |  | Simeon 2024 List Price | 2024 Cost of Goods
|  | Wall Control Back Box |  |  | 390 | 195 |  | 390 | 195
| 111-0015201 | Power supply plate Sim.LED OR Lights |  |  |  | 0 |  | 1615.52 | 807.76
| 111-0020873 | Power supply plate Sim.LED OR Lights ACA (5p/9p) |  |  | 1489.26 | 744.63 |  |  | 0
| 142-0006928 | Power supply cable for external installation 18m |  |  | 175.82 | 87.91 |  | 199.41 | 99.705
| 142-0006924 | Data cable (CAN) 18m |  |  | 120.54 | 60.27 |  | 136.7 | 68.35
| 906-0012331 | Cable Patch - 15m - RJ45/RJ45 CAT5 |  |  | 67.28 | 33.64
| Wall Controls |  |  |  | Simeon 2025 List Price | 2025 Cost of Goods |  | Simeon 2024 List Price | 2024 Cost of Goods
| 182-0019487 | Wall Control Touch |  |  | 2605.37 | 1302.685 |  | 2826.25 | 1413.125
| 141-0014127 | Wall control panel for Sim.LED |  |  | 1187.44 | 593.72 |  | 1288.11 | 644.055
| 141-0014131 | Wall control panel for 2x Sim.LED |  |  | 1773.1 | 886.55 |  | 1923.42 | 961.71
| 141-0014133 | Wall control panel for 3x Sim.LED |  |  | 2684.91 | 1342.455 |  | 2912.54 | 1456.27
| 141-0014129 | Wall control panel for Sim.LED + Sim.CAM HD/HD Wireless |  |  | 1838.94 | 919.47 |  | 1994.85 | 997.425
| 141-0014132 | Wall control panel for 2x Sim.LED + Sim.CAM HD/HD Wireless |  |  | 2581.34 | 1290.67 |  | 2800.18 | 1400.09
| 141-0014134 | Wall control panel for 3x Sim.LED + Sim.CAM HD/HD Wireless |  |  | 3413.26 | 1706.63 |  | 3702.64 | 1851.32
| In-Light Cameras |  |  |  | Simeon 2025 List Price | 2025 Cost of Goods |  | Simeon 2024 List Price | 2024 Cost of Goods
| 141-0017871 SET | Set Sim.CAM HD Interface box and pre-cabling set |  |  | 2609.38 | 1435.159 |  | 2830.6 | 1556.83
| 141-0017700 SET | Set Sim.CAM HD 30x Zoom |  |  | 14195.04 | 7807.272 |  | 15398.49 | 8469.1695
| 141-0017425 SET | Set Sim.CAM HD Wireless 30x Zoom |  |  | 19831.3 | 10907.215 |  | 21512.6 | 11831.93
| 141-0017066 | Reusable handle for Sim.CAM HD/HD Wireless |  |  | 209.19 | 115.0545 |  | 226.92 | 124.806
| 906-0012544 | Cable BNC HD-SDI Cable (from HD Control Unit to Monitor) |  |  | 85.84 | 47.212
| Flat Panel Arms |  |  |  | Simeon 2025 List Price | 2025 Cost of Goods |  | Simeon 2024 List Price | 2024 Cost of Goods
| 151-0016897 | Sim.SCREEN monitor holder for 32" single monitor AC3000 |  |  | 4391.91 | 2195.955 |  | 4764.26 | 2382.13
| 151-0012902 | Cable Monitor Power - 7m |  |  | 57.99 | 28.995
| Lead Sheilds |  |  |  | Simeon 2025 List Price | 2025 Cost of Goods |  | Simeon 2024 List Price | 2024 Cost of Goods
| DIEN01 | Mavig Shield & Spring arm OT54001 |  |  | 6449.6 | 6449.6 |  | 4754.12 | 2377.06
| Ondal "TC" Flat Panel |  |  |  | Simeon 2025 List Price | 2025 Cost of Goods |  | Simeon 2024 List Price | 2024 Cost of Goods
| TBD | Ondal "TC" Flat Panel |  |  | 6750 | 3375 |  | 6750 | 3375
| Misc |  |  |  | Simeon 2025 List Price | 2025 Cost of Goods |  | Simeon 2024 List Price | 2024 Cost of Goods
| 191-0015008 | Sim.INTERFACE for MC Synchronisation and Storz OR1 integration |  |  | 1705.22 | 852.61 |  | 1849.79 | 924.895
| 142-0019302 | LC Cardanic Sim.LED 7000 SC 9p 3rd gen |  |  | 858.84 | 858.84
| 142-0015432 | Cable 9pole slip ring HD LC |  |  | 247.08 | 247.08
| Ceiling Tubes |  |  |  | Simeon 2025 List Price | 2025 Cost of Goods |  | Simeon 2024 List Price | 2024 Cost of Goods |  | CEILING TUBE - with Anti.BAC®
| 112-0010345 | 150 mm (Ø18) |  |  | 703.38 | 351.69 |  | 763.2 | 381.6 |  | 112-0003325 | 150 mm (Ø18) | 703.38
| 112-0010346 | 200 mm (Ø18) |  |  | 703.38 | 351.69 |  | 763.2 | 381.6 |  | 112-0003326 | 200 mm (Ø18) | 703.38
| 112-0010347 | 250 mm (Ø18) |  |  | 703.38 | 351.69 |  | 763.2 | 381.6 |  | 112-0003327 | 250 mm (Ø18) | 703.38
| 112-0010348 | 300 mm (Ø18) |  |  | 703.38 | 351.69 |  | 763.2 | 381.6 |  | 112-0003328 | 300 mm (Ø18) | 703.38
| 112-0010349 | 350 mm (Ø18) |  |  | 703.38 | 351.69 |  | 763.2 | 381.6 |  | 112-0003329 | 350 mm (Ø18) | 703.38
| 112-0010350 | 400 mm (Ø18) |  |  | 703.38 | 351.69 |  | 763.2 | 381.6 |  | 112-0003330 | 400 mm (Ø18) | 703.38
| 112-0010351 | 450 mm (Ø18) |  |  | 703.38 | 351.69 |  | 763.2 | 381.6 |  | 112-0003331 | 450 mm (Ø18) | 703.38
| 112-0010354 | 500 mm (Ø18) |  |  | 703.38 | 351.69 |  | 763.2 | 381.6 |  | 112-0003332 | 500 mm (Ø18) | 703.38
| 112-0010356 | 550 mm (Ø18) |  |  | 703.38 | 351.69 |  | 763.2 | 381.6 |  | 112-0003333 | 550 mm (Ø18) | 703.38
| 112-0010357 | 600 mm (Ø18) |  |  | 703.38 | 351.69 |  | 763.2 | 381.6 |  | 112-0003334 | 600 mm (Ø18) | 703.38
| 112-0010358 | 650 mm (Ø18) |  |  | 703.38 | 351.69 |  | 763.2 | 381.6 |  | 112-0003335 | 650 mm (Ø18) | 703.38
| 112-0010359 | 700 mm (Ø18) |  |  | 703.38 | 351.69 |  | 763.2 | 381.6 |  | 112-0003336 | 700 mm (Ø18) | 703.38
| 112-0014028 | 150 mm TFT (Ø18) |  |  | 703.38 | 351.69 |  | 763.2 | 381.6 |  | 112-0015064 | 150 mm TFT | 703.38
| 112-0014335 | 200 mm TFT (Ø18) |  |  | 703.38 | 351.69 |  | 763.2 | 381.6 |  | 112-0015120 | 200 mm TFT | 703.38
| 112-0015076 | 250 mm TFT (Ø18) |  |  | 703.38 | 351.69 |  | 763.2 | 381.6 |  | 112-0015121 | 250 mm TFT | 703.38
| 112-0015147 | 300 mm TFT (Ø18) |  |  | 703.38 | 351.69 |  | 763.2 | 381.6 |  | 112-0015122 | 300 mm TFT | 703.38
| 112-0015148 | 350 mm TFT (Ø18) |  |  | 703.38 | 351.69 |  | 763.2 | 381.6 |  | 112-0015123 | 350 mm TFT | 703.38
| 112-0015149 | 400 mm TFT (Ø18) |  |  | 703.38 | 351.69 |  | 763.2 | 381.6 |  | 112-0015124 | 400 mm TFT | 703.38
| 112-0015150 | 450 mm TFT (Ø18) |  |  | 703.38 | 351.69 |  | 763.2 | 381.6 |  | 112-0015125 | 450 mm TFT | 703.38
| 112-0015151 | 500 mm TFT (Ø18) |  |  | 703.38 | 351.69 |  | 763.2 | 381.6 |  | 112-0015126 | 500 mm TFT | 703.38
| 112-0015152 | 550 mm TFT (Ø18) |  |  | 703.38 | 351.69 |  | 763.2 | 381.6 |  | 112-0015127 | 550 mm TFT | 703.38
| 112-0015153 | 600 mm TFT (Ø18) |  |  | 703.38 | 351.69 |  | 763.2 | 381.6 |  | 112-0015128 | 600 mm TFT | 703.38
| 112-0015154 | 650 mm TFT (Ø18) |  |  | 703.38 | 351.69 |  | 763.2 | 381.6 |  | 112-0015129 | 650 mm TFT | 703.38
| 112-0015155 | 700 mm TFT (Ø18) |  |  | 703.38 | 351.69 |  | 763.2 | 381.6 |  | 112-0015130 | 700 mm TFT | 703.38 |  | 111-0014784 | Turning cover for TFT ceiling tube 125mm
CEILING BEAM FOR Sim.FLEX SYSTEM including turning cover - with Anti.BAC®
| 111-0014284 | 150 mm ceiling beam Sim.FLEX (Ø18) |  |  | 1988.92 | 994.46 |  | 2157.54 | 1078.77 |  | 111-0014255 | 150 mm ceiling beam Sim.FLEX |  | 1988.92
| 111-0014285 | 200 mm ceiling beam Sim.FLEX (Ø18) |  |  | 1988.92 | 994.46 |  | 2157.54 | 1078.77 |  | 111-0014256 | 200 mm ceiling beam Sim.FLEX |  | 1988.92
| 111-0014286 | 250 mm ceiling beam Sim.FLEX (Ø18) |  |  | 1988.92 | 994.46 |  | 2157.54 | 1078.77 |  | 111-0014257 | 250 mm ceiling beam Sim.FLEX |  | 1988.92
| 111-0014287 | 300 mm ceiling beam Sim.FLEX (Ø18) |  |  | 1988.92 | 994.46 |  | 2157.54 | 1078.77 |  | 111-0014258 | 300 mm ceiling beam Sim.FLEX |  | 1988.92
| 111-0014288 | 350 mm ceiling beam Sim.FLEX (Ø18) |  |  | 1988.92 | 994.46 |  | 2157.54 | 1078.77 |  | 111-0014259 | 350 mm ceiling beam Sim.FLEX |  | 1988.92
| 111-0014289 | 400 mm ceiling beam Sim.FLEX (Ø18) |  |  | 2158.7 | 1079.35 |  | 2341.72 | 1170.86 |  | 111-0014260 | 400 mm ceiling beam Sim.FLEX |  | 2158.7
| 111-0014290 | 450 mm ceiling beam Sim.FLEX (Ø18) |  |  | 2158.7 | 1079.35 |  | 2341.72 | 1170.86 |  | 111-0014261 | 450 mm ceiling beam Sim.FLEX |  | 2158.7
| 111-0014291 | 500 mm ceiling beam Sim.FLEX (Ø18) |  |  | 2158.7 | 1079.35 |  | 2341.72 | 1170.86 |  | 111-0014262 | 500 mm ceiling beam Sim.FLEX |  | 2158.7
| 111-0014292 | 550 mm ceiling beam Sim.FLEX (Ø18) |  |  | 2158.7 | 1079.35 |  | 2341.72 | 1170.86 |  | 111-0014263 | 550 mm ceiling beam Sim.FLEX |  | 2158.7
| 111-0014293 | 600 mm ceiling beam Sim.FLEX (Ø18) |  |  | 2158.7 | 1079.35 |  | 2341.72 | 1170.86 |  | 111-0014264 | 600 mm ceiling beam Sim.FLEX |  | 2158.7
| 111-0014294 | 650 mm ceiling beam Sim.FLEX (Ø18) |  |  | 2158.7 | 1079.35 |  | 2341.72 | 1170.86 |  | 111-0014265 | 650 mm ceiling beam Sim.FLEX |  | 2158.7
[11 empty] | 111-0014213 | Sim. FLEX Adapter ceiling tube 125 |  | 476.74 | Ø125mm
| 111-0013754 | Sim.FLEX central axis single 800mm 9-pole |  |  | 4848.58 | 2424.29 |  | 4162.43 | 2081.215 |  | 111-0014033 | Sim. FLEX Adapter TFT ceiling tube 125 with turning cover |  | 677.5 | Ø125mm
| 111-0013755 | Sim.FLEX central axis single 950mm 9-pole |  |  | 4871.29 | 2435.645 |  | 4235.93 | 2117.965
| 111-0013756 | Sim.FLEX central axis single 1100mm 9-pole |  |  | 5066.82 | 2533.41 |  | 4312.43 | 2156.215
| 111-0013757 | Sim.FLEX central axis single 1250mm 9-pole |  |  | 5067.72 | 2533.86 |  | 4354.53 | 2177.265
| 111-0013758 | Sim.FLEX central axis single 1400mm 9-pole |  |  | 5293.53 | 2646.765 |  | 4428.18 | 2214.09
| 111-0013989 | Sim.FLEX central axis single 1500mm 9-pole |  |  | 6174.26 | 3087.13 |  | 4712.37 | 2356.185
| 111-0013990 | Sim.FLEX central axis single 1600mm 9-pole |  |  | 6096.74 | 3048.37 |  | 4770.25 | 2385.125
| 111-0013991 | Sim.FLEX central axis single 1700mm 9-pole |  |  | 6115.78 | 3057.89 |  | 4857.08 | 2428.54
| 111-0013992 | Sim.FLEX central axis single 1800mm 9-pole |  |  | 6191.04 | 3095.52 |  | 4943.87 | 2471.935
| 111-0013993 | Sim.FLEX central axis single 1900mm 9-pole |  |  | 6183.6 | 3091.8 |  | 5030.71 | 2515.355
| 111-0013759 | Sim.FLEX central axis single 2000mm 9-pole |  |  | 6148.02 | 3074.01 |  | 5117.54 | 2558.77
| 111-0013598 | Sim.FLEX central axis single 800mm AC3000 |  |  | 3644.21 | 1822.105 |  | 2920.13 | 1460.065
| 111-0013606 | Sim.FLEX central axis single 950mm AC3000 |  |  | 3666.92 | 1833.46 |  | 2951.56 | 1475.78
| 111-0013607 | Sim.FLEX central axis single 1100mm AC3000 |  |  | 3862.45 | 1931.225 |  | 3089.87 | 1544.935
| 111-0013608 | Sim.FLEX central axis single 1250mm AC3000 |  |  | 3851.7 | 1925.85 |  | 3165.63 | 1582.815
| 111-0013609 | Sim.FLEX central axis single 1400mm AC3000 max. 30kg |  |  | 4089.16 | 2044.58 |  | 3248.54 | 1624.27
Disconting Deafults
| Cameras | 40%
| Exam lights | 45%
| OR lights | 50%
| Misc | 0%
| QUOTE 1 | Inventory: (2) Lightheads, (2) Springarms, Ceiling Tube, Ceiling Cover
| 111-0020873 | Power supply plate Sim.LED OR Lights ACA (5p/9p) |  | 2 | 1489.26 | 744.63 | 1489.26
| 142-0006928 | Power supply cable for external installation 18m |  | 2 | 175.82 | 87.91 | 175.82
| 142-0006924 | Data cable (CAN) 18m |  | 2 | 120.54 | 60.27 | 120.54
| 111-0017125 | Central axis double - 9-pole / 9-pole |  | 1 | 6155.71 | 3077.855 | 3077.855
| 112-0002966 | Ceiling plate 380 x 380 (ceiling tube 125 mm) |  | 1 | 551.76 | 275.88 | 275.88
5139.355
| QUOTE 2 | Inventory: (2) Lightheads, (2) Springarms
| 111-0020873 | Power supply plate Sim.LED OR Lights ACA (5p/9p) |  | 2 | 1489.26 | 744.63 | 1489.26
| 142-0006928 | Power supply cable for external installation 18m |  | 2 | 175.82 | 87.91 | 175.82
| 142-0006924 | Data cable (CAN) 18m |  | 2 | 120.54 | 60.27 | 120.54
| 112-0010348 | 300 mm (Ø18) |  | 1 | 703.38 | 351.69 | 351.69
| 111-0017125 | Central axis double - 9-pole / 9-pole |  | 1 | 6155.71 | 3077.855 | 3077.855
| 112-0003198 | Ceiling cover 620x80mm for ceiling tube 125mm |  | 1 | 312.87 | 156.435 | 156.435
| 112-0002966 | Ceiling plate 380 x 380 (ceiling tube 125 mm) |  | 1 | 551.76 | 275.88 | 275.88
[6 empty] | 4754.67 | 5647.48
| QUOTE 3 (LC) | Inventory: (2) Lightheads, (1) LC Spring Arm, Ceiling Tube, Ceiling Cover
| 111-0020873 | Power supply plate Sim.LED OR Lights ACA (5p/9p) |  | 2 | 1489.26 | 744.63 | 1489.26
| 142-0006928 | Power supply cable for external installation 18m |  | 2 | 175.82 | 87.91 | 175.82
| 142-0006924 | Data cable (CAN) 18m |  | 2 | 120.54 | 60.27 | 120.54
| 111-0017164 | Central axis double - 9-pole SL 1150mm / 9-pole SL 1300mm |  | 1 | 7123.87 | 3561.935 | 3561.935
| 131-0017282 | Spring arm 9-pole low ceiling |  | 1 | 3719.02 | 1859.51 | 1859.51
| 112-0002966 | Ceiling plate 380 x 380 (ceiling tube 125 mm) |  | 1 | 551.76 | 275.88 | 275.88
7482.945
| QUOTE 4 (LC) | Inventory: (2) Lightheads
| 142-0019302 | LC Cardanic Sim.LED 7000 SC 9p 3rd gen |  | 1 | 858.84 | 858.84 | 858.84
| 111-0020873 | Power supply plate Sim.LED OR Lights ACA (5p/9p) |  | 2 | 1489.26 | 744.63 | 1489.26
| 142-0006928 | Power supply cable for external installation 18m |  | 2 | 175.82 | 87.91 | 175.82
| 142-0006924 | Data cable (CAN) 18m |  | 2 | 120.54 | 60.27 | 120.54
| 112-0010348 | 300 mm (Ø18) |  | 1 | 703.38 | 351.69 | 351.69
| 111-0017164 | Central axis double - 9-pole SL 1150mm / 9-pole SL 1300mm |  | 1 | 7123.87 | 3561.935 | 3561.935
| 112-0003198 | Ceiling cover 620x80mm for ceiling tube 125mm |  | 1 | 312.87 | 156.435 | 156.435
| 131-0017282 | Spring arm 9-pole low ceiling |  | 2 | 3719.02 | 1859.51 | 3719.02
| 112-0002966 | Ceiling plate 380 x 380 (ceiling tube 125 mm) |  | 1 | 551.76 | 275.88 | 275.88
[6 empty] | 7957.1 | 10709.42
QUOTE 5
| 906-0012331 | Cable Patch - 15m - RJ45/RJ45 CAT5 |  | 2 | 67.28 | 33.64 | 67.28
| 11-300-104 | Wall Control (Dual) |  | 1 | 2163.1 | 1081.55 | 1081.55
1148.83

## Cost Analysis (hidden)
| CONFIGURATION DESCRIPTION | ONDAL QUOTE | IMAGINE EXCEL | DELTA | SIMEON QUOTE | TANDEM | HANDLE ADT. | WCP BACKBOX | IMAGINE EXCEL | DELTA
Config #1 | LED/FP (Patient Left): Camera Capable with Wall Control | 0 | 0 | 0 |  | 0 | 132 | 195 | 19747.706 | 19420.706
Config #2 | LED/FP (Patient Right) | 0 | 0 | 0 | 0 | 0 | 132 | 0 | 16767.65 | 16635.65
Config #3 | Equipment Boom (Patient Foot) | 0 | 15494.5325 | 15494.5325 | 0 | 0 | 0 | 0 | 0 | 0
Config #4 | Anesthesia Boom (Patient Right Shoulder) | 0 | 11312.6325 | 11312.6325 | 0 | 0 | 0 | 0 | 0 | 0
Config #5 |  | 0 | 0 | 0 | 0 | 0 | 0 | 0 | 0 | 0
Config #6 |  | 0 | 0 | 0 | 0 | 0 | 0 | 0 | 0
Config #7 |  | 0 | 0 | 0 | 0 | 0 | 0 | 0 | 0
Config #8 |  | 0 | 0 | 0 | 0 | 0 | 132 | 0 | 16856.855
Config #9 |  | 0 | 0 | 0 | 0 | 0 | 0 | 0 | 0
Config #10 |  | 0 | 0 | 0 | 0 | 0 | 0 | 0 | 0
[9 empty] | Imagine Excel Total | 80179.376
[9 empty] | Ondal / Simeon Total | 591
[9 empty] | Delta Total | 79588.376
[9 empty] | Delta % | 99.26%

## Config #1
CONFIGURATION #1 | DESCRIPTION
Configuration Name | LED/FP (Patient Left): Camera Capable with Wall Control
BOOM (SINGLE OR TANDEM) | SELECTION | IMAGINE LIST | ONDAL LIST | ONDAL COG | HV Services | Count | Layer | Selection | FRONT | Selection | Selection | BACK | Selection |  | 0 | 0 | 0 | 0
Model |  | 0 | 0 | 0 | Duplex Count | 0 | 1 Left | [6 empty] | 0
Ceiling Cover |  | 0 | 0 | 0 |  |  | 1 Right | [6 empty] | 0 | 0 | 0 | 0 | 0
Ceiling Flange |  | 0 | 0 | 0 | LV Services | Count | 2 Left | [6 empty] | 0
Top Arm |  | 0 | 0 | 0 | Data Count | 0 | 2 Right | [6 empty] | 0 | 0 | 0 | 0 | 0
Bottom Arm |  | 0 | 0 | 0 | Storz 4in1 Count | 0 | 3 Left | [6 empty] | 0
Column Tube |  | 0 | 0 | 0 |  |  | 3 Right | [6 empty] | 0 | 0 | 0 | 0 | 0
Service Head |  | 0 | 0 | 0 | Medical Gases | Count | 4 Left | [6 empty] | 0
Electrical |  | 0 | 0 | 0 | Oxygen Count | 0 | 4 Right | [6 empty] | 0 | 0 | 0 | 0 | 0
Medical Gas |  | 0 | 0 | 0 | Med Air Count | 0 | 5 Left | [6 empty] | 0
# of Outlet Circuits |  | 0 | 0 | 0 | Nitrous Count | 0 | 5 Right | [6 empty] | 0
Shelf (500mm) |  | 0 | 0 | 0 | WAGD Count | 0
Shelf (750mm) |  | 0 | 0 | 0 | Vacuum Count | 0
Accessory 1 |  | 0 | 0 | 0 | Nitrogen Count | 0
Accessory 2 |  | 0 | 0 | 0 | CO2 Count | 0
Accessory 3 |  | 0 | 0 | 0
Accessory 4 |  | 0 | 0 | 0
Accessory 5 |  | 0 | 0 | 0
Accessory 6 |  | 0 | 0 | 0
Accessory 7 |  | 0 | 0 | 0
Errors?
|  | IMAGINE LIST | ONDAL LIST | ONDAL SALES
Equipment List Price | NO CONFIGURATION SELECTED | 0 | 0 | 0 |  |  | <-- EXPAND TO SHOW OPTIONS / SERVICE HEAD
[15 empty] | 0 | 0 | 0 | 0
BOOM (TANDEM 2ND ONLY) | SELECTION | IMAGINE LIST | ONDAL LIST | ONDAL COG | HV Services | Count | Layer | Selection | FRONT | Selection | Selection | BACK | Selection
Model |  | 0 | 0 | 0 | Duplex Count | 0 | 1 Left | [6 empty] | 0
Ceiling Flange |  | 0 | 0 | 0 | LV Services | Count | 1 Right | [6 empty] | 0 | 0 | 0 | 0 | 0
Top Arm |  | 0 | 0 | 0 | Data Count | 0 | 2 Left | [6 empty] | 0
Bottom Arm |  | 0 | 0 | 0 | Storz 4in1 Count | 0 | 2 Right | [6 empty] | 0 | 0 | 0 | 0 | 0
Column Tube |  | 0 | 0 | 0 |  |  | 3 Left | [6 empty] | 0
Service Head |  | 0 | 0 | 0 | Medical Gases | Count | 3 Right | [6 empty] | 0 | 0 | 0 | 0 | 0
Electrical |  | 0 | 0 | 0 | Oxygen Count | 0 | 4 Left | [6 empty] | 0
Medical Gas |  | 0 | 0 | 0 | Med Air Count | 0 | 4 Right | [6 empty] | 0 | 0 | 0 | 0 | 0
# of Outlet Circuits |  | 0 | 0 | 0 | Nitrous Count | 0 | 5 Left | [6 empty] | 0
Shelf (500mm) |  | 0 | 0 | 0 | WAGD Count | 0 | 5 Right | [6 empty] | 0
Shelf (750mm) |  | 0 | 0 | 0 | Vacuum Count | 0
Accessory 1 |  | 0 | 0 | 0 | Nitrogen Count | 0
Accessory 2 |  | 0 | 0 | 0 | CO2 Count | 0
Accessory 3 |  | 0 | 0 | 0
Accessory 4 |  | 0 | 0 | 0
Accessory 5 |  | 0 | 0 | 0
Accessory 6 |  | 0 | 0 | 0
Accessory 7 |  | 0 | 0 | 0
Errors?
|  | IMAGINE LIST | ONDAL LIST | ONDAL SALES
Equipment List Price | NO CONFIGURATION SELECTED | 0 | 0 | 0 |  |  | <-- EXPAND TO SHOW OPTIONS / SERVICE HEAD
LIGHT (SINGLE OR TANDEM) | SELECTION | IMAGINE LIST | SIMEON LIST | SIMEON COG
Model | FP / LED | 10357.4167 | 6214.45 | 3107.225
Ceiling Cover | Single Mount (Standard) | 1441.05 | 864.63 | 432.315
Ceiling Drop Tube | 250mm | 0 | 0 | 0
Arm 1 (Top Arm) | 32in Flat Panel | 13583.95 | 8150.37 | 4075.185
Arm 2 | 8000 Standard | 30069.75 | 18041.85 | 9020.925
Arm 3 |  | 0 | 0 | 0
Wall Control | Wall Control (Touch) | 4992.2833 | 2995.37 | 1497.685
Integration Control | No Integration Control | 0 | 0 | 0
In-Light Camera | Wired Camera Prep | 4941.2367 | 2695.22 | 1482.371
Disposable Adpaters | (1) Screw-On Adapters | 440 | 264 | 132
Errors?
|  | IMAGINE LIST | SIMEON LIST | SIMEON COG
Equipment List Price | 65825.6867 | 65825.6867 | 39225.89 | 19747.706 |  |  | <-- EXPAND TO SHOW OPTIONS
| CONFIGRATION LIST PRICE |  |  | TOAL COG
Total List Price | 65825.6867 |  |  | 19747.706

## Config #2
CONFIGURATION #2 | DESCRIPTION
Configuration Name | LED/FP (Patient Right)
BOOM (SINGLE OR TANDEM) | SELECTION | IMAGINE LIST | ONDAL LIST | ONDAL COG | HV Services | Count | Layer | Selection | FRONT | Selection | Selection | BACK | Selection |  | 0 | 0 | 0 | 0
Model |  | 0 | 0 | 0 | Duplex Count | 0 | 1 Left | [6 empty] | 0
Ceiling Cover |  | 0 | 0 | 0 |  |  | 1 Right | [6 empty] | 0 | 0 | 0 | 0 | 0
Ceiling Flange |  | 0 | 0 | 0 | LV Services | Count | 2 Left | [6 empty] | 0
Top Arm |  | 0 | 0 | 0 | Data Count | 0 | 2 Right | [6 empty] | 0 | 0 | 0 | 0 | 0
Bottom Arm |  | 0 | 0 | 0 | Storz 4in1 Count | 0 | 3 Left | [6 empty] | 0
Column Tube |  | 0 | 0 | 0 |  |  | 3 Right | [6 empty] | 0 | 0 | 0 | 0 | 0
Service Head |  | 0 | 0 | 0 | Medical Gases | Count | 4 Left | [6 empty] | 0
Electrical |  | 0 | 0 | 0 | Oxygen Count | 0 | 4 Right | [6 empty] | 0 | 0 | 0 | 0 | 0
Medical Gas |  | 0 | 0 | 0 | Med Air Count | 0 | 5 Left | [6 empty] | 0
# of Outlet Circuits |  | 0 | 0 | 0 | Nitrous Count | 0 | 5 Right | [6 empty] | 0
Shelf (500mm) |  | 0 | 0 | 0 | WAGD Count | 0
Shelf (750mm) |  | 0 | 0 | 0 | Vacuum Count | 0
Accessory 1 |  | 0 | 0 | 0 | Nitrogen Count | 0
Accessory 2 |  | 0 | 0 | 0 | CO2 Count | 0
Accessory 3 |  | 0 | 0 | 0
Accessory 4 |  | 0 | 0 | 0
Accessory 5 |  | 0 | 0 | 0
Accessory 6 |  | 0 | 0 | 0
Accessory 7 |  | 0 | 0 | 0
Errors?
|  | IMAGINE LIST | ONDAL LIST | ONDAL SALES
Equipment List Price | NO CONFIGURATION SELECTED | 0 | 0 | 0 |  |  | <-- EXPAND TO SHOW OPTIONS / SERVICE HEAD
[15 empty] | 0 | 0 | 0 | 0
BOOM (TANDEM 2ND ONLY) | SELECTION | IMAGINE LIST | ONDAL LIST | ONDAL COG | HV Services | Count | Layer | Selection | FRONT | Selection | Selection | BACK | Selection
Model |  | 0 | 0 | 0 | Duplex Count | 0 | 1 Left | [6 empty] | 0
Ceiling Flange |  | 0 | 0 | 0 | LV Services | Count | 1 Right | [6 empty] | 0 | 0 | 0 | 0 | 0
Top Arm |  | 0 | 0 | 0 | Data Count | 0 | 2 Left | [6 empty] | 0
Bottom Arm |  | 0 | 0 | 0 | Storz 4in1 Count | 0 | 2 Right | [6 empty] | 0 | 0 | 0 | 0 | 0
Column Tube |  | 0 | 0 | 0 |  |  | 3 Left | [6 empty] | 0
Service Head |  | 0 | 0 | 0 | Medical Gases | Count | 3 Right | [6 empty] | 0 | 0 | 0 | 0 | 0
Electrical |  | 0 | 0 | 0 | Oxygen Count | 0 | 4 Left | [6 empty] | 0
Medical Gas |  | 0 | 0 | 0 | Med Air Count | 0 | 4 Right | [6 empty] | 0 | 0 | 0 | 0 | 0
# of Outlet Circuits |  | 0 | 0 | 0 | Nitrous Count | 0 | 5 Left | [6 empty] | 0
Shelf (500mm) |  | 0 | 0 | 0 | WAGD Count | 0 | 5 Right | [6 empty] | 0
Shelf (750mm) |  | 0 | 0 | 0 | Vacuum Count | 0
Accessory 1 |  | 0 | 0 | 0 | Nitrogen Count | 0
Accessory 2 |  | 0 | 0 | 0 | CO2 Count | 0
Accessory 3 |  | 0 | 0 | 0
Accessory 4 |  | 0 | 0 | 0
Accessory 5 |  | 0 | 0 | 0
Accessory 6 |  | 0 | 0 | 0
Accessory 7 |  | 0 | 0 | 0
Errors?
|  | IMAGINE LIST | ONDAL LIST | ONDAL SALES
Equipment List Price | NO CONFIGURATION SELECTED | 0 | 0 | 0 |  |  | <-- EXPAND TO SHOW OPTIONS / SERVICE HEAD
LIGHT (SINGLE OR TANDEM) | SELECTION | IMAGINE LIST | SIMEON LIST | SIMEON COG
Model | FP / LED | 10357.4167 | 6214.45 | 3107.225
Ceiling Cover | Single Mount (Standard) | 1441.05 | 864.63 | 432.315
Ceiling Drop Tube | 250mm | 0 | 0 | 0
Arm 1 (Top Arm) | 32in Flat Panel | 13583.95 | 8150.37 | 4075.185
Arm 2 | 8000 Standard | 30069.75 | 18041.85 | 9020.925
Arm 3 |  | 0 | 0 | 0
Wall Control | Wall Control in Separate Config | 0 | 0 | 0
Integration Control | No Integration Control | 0 | 0 | 0
In-Light Camera | No Camera Prep | 0 | 0 | 0
Disposable Adpaters | (1) Screw-On Adapters | 440 | 264 | 132
Errors?
|  | IMAGINE LIST | SIMEON LIST | SIMEON COG
Equipment List Price | 55892.1667 | 55892.1667 | 33535.3 | 16767.65 |  |  | <-- EXPAND TO SHOW OPTIONS
| CONFIGRATION LIST PRICE |  |  | TOTAL COG
Total List Price | 55892.1667 |  |  | 16767.65

## Config #3
CONFIGURATION #3 | DESCRIPTION
Configuration Name | Equipment Boom (Patient Foot)
BOOM (SINGLE OR TANDEM) | SELECTION | IMAGINE LIST | ONDAL LIST | ONDAL COG | HV Services | Count | Layer | Selection | FRONT | Selection | Selection | BACK | Selection |  | 0 | 2 | 0 | 0
Model | Powered XL | 33564.85 | 13425.94 | 10069.455 | Duplex Count | 12 | 1 Left | Blank |  | (2) Duplexes | (2) Duplexes |  | Storz 4in1 | 4
Ceiling Cover | Single Mount (Square) | 3484.725 | 1393.89 | 1045.4175 |  |  | 1 Right | Blank |  |  |  |  | Data | 2 | 0 | 2 | 0 | 0
Ceiling Flange | 100mm XL | 0 | 0 | 0 | LV Services | Count | 2 Left | Blank |  | (2) Duplexes | (2) Duplexes |  | Nitrogen | 4
Top Arm | 1600mm XL | 3382.7 | 1353.08 | 1014.81 | Data Count | 1 | 2 Right | Blank |  |  |  |  | Blank | 2 | 0 | 2 | 0 | 0
Bottom Arm | Powered Articulating | 0 | 0 | 0 | Storz 4in1 Count | 1 | 3 Left | Carbon Dioxide |  | (2) Duplexes | (2) Duplexes |  | Vacuum | 4
Column Tube | 200mm Column Tube | 0 | 0 | 0 |  |  | 3 Right | Blank |  |  |  |  | Vacuum | 2 | 0 | 0 | 0 | 0
Service Head | 600mm Service Head | 0 | 0 | 0 | Medical Gases | Count | 4 Left | [6 empty] | 0
Electrical | 12 Duplexes | 2816.4 | 1126.56 | 844.92 | Oxygen Count | 0 | 4 Right | [6 empty] | 0 | 0 | 0 | 0 | 0
Medical Gas | 4 Outlets | 3258.7 | 1303.48 | 977.61 | Med Air Count | 0 | 5 Left | [6 empty] | 0
# of Outlet Circuits | (6) Circuits | 0 | 0 | 0 | Nitrous Count | 0 | 5 Right | [6 empty] | 0
Shelf (500mm) | (4) 500mm Shelves | 5141.0667 | 2056.4267 | 1542.32 | WAGD Count | 0
Shelf (750mm) | (0) 750mm Shelves | 0 | 0 | 0 | Vacuum Count | 2
Accessory 1 |  | 0 | 0 | 0 | Nitrogen Count | 1
Accessory 2 |  | 0 | 0 | 0 | CO2 Count | 1
Accessory 3 |  | 0 | 0 | 0
Accessory 4 |  | 0 | 0 | 0
Accessory 5 |  | 0 | 0 | 0
Accessory 6 |  | 0 | 0 | 0
Accessory 7 |  | 0 | 0 | 0
Errors?
|  | IMAGINE LIST | ONDAL LIST | ONDAL SALES
Equipment List Price | 51648.4417 | 51648.4417 | 20659.3767 | 15494.5325 |  |  | <-- EXPAND TO SHOW OPTIONS / SERVICE HEAD
[15 empty] | 0 | 0 | 0 | 0
BOOM (TANDEM 2ND ONLY) | SELECTION | IMAGINE LIST | ONDAL LIST | ONDAL COG | HV Services | Count | Layer | Selection | FRONT | Selection | Selection | BACK | Selection
Model |  | 0 | 0 | 0 | Duplex Count | 0 | 1 Left | [6 empty] | 0
Ceiling Flange |  | 0 | 0 | 0 | LV Services | Count | 1 Right | [6 empty] | 0 | 0 | 0 | 0 | 0
Top Arm |  | 0 | 0 | 0 | Data Count | 0 | 2 Left | [6 empty] | 0
Bottom Arm |  | 0 | 0 | 0 | Storz 4in1 Count | 0 | 2 Right | [6 empty] | 0 | 0 | 0 | 0 | 0
Column Tube |  | 0 | 0 | 0 |  |  | 3 Left | [6 empty] | 0
Service Head |  | 0 | 0 | 0 | Medical Gases | Count | 3 Right | [6 empty] | 0 | 0 | 0 | 0 | 0
Electrical |  | 0 | 0 | 0 | Oxygen Count | 0 | 4 Left | [6 empty] | 0
Medical Gas |  | 0 | 0 | 0 | Med Air Count | 0 | 4 Right | [6 empty] | 0 | 0 | 0 | 0 | 0
# of Outlet Circuits |  | 0 | 0 | 0 | Nitrous Count | 0 | 5 Left | [6 empty] | 0
Shelf (500mm) |  | 0 | 0 | 0 | WAGD Count | 0 | 5 Right | [6 empty] | 0
Shelf (750mm) |  | 0 | 0 | 0 | Vacuum Count | 0
Accessory 1 |  | 0 | 0 | 0 | Nitrogen Count | 0
Accessory 2 |  | 0 | 0 | 0 | CO2 Count | 0
Accessory 3 |  | 0 | 0 | 0
Accessory 4 |  | 0 | 0 | 0
Accessory 5 |  | 0 | 0 | 0
Accessory 6 |  | 0 | 0 | 0
Accessory 7 |  | 0 | 0 | 0
Errors?
|  | IMAGINE LIST | ONDAL LIST | ONDAL SALES
Equipment List Price | NO CONFIGURATION SELECTED | 0 | 0 | 0 |  |  | <-- EXPAND TO SHOW OPTIONS / SERVICE HEAD
LIGHT (SINGLE OR TANDEM) | SELECTION | IMAGINE LIST | SIMEON LIST | SIMEON COG
Model |  | 0 | 0 | 0
Ceiling Cover |  | 0 | 0 | 0
Ceiling Drop Tube |  | 0 | 0 | 0
Arm 1 (Top Arm) |  | 0 | 0 | 0
Arm 2 |  | 0 | 0 | 0
Arm 3 |  | 0 | 0 | 0
Wall Control |  | 0 | 0 | 0
Integration Control |  | 0 | 0 | 0
In-Light Camera |  | 0 | 0 | 0
Disposable Adpaters |  | 0 | 0 | 0
Errors?
|  | IMAGINE LIST | SIMEON LIST | SIMEON COG
Equipment List Price | NO CONFIGURATION SELECTED | 0 | 0 | 0 |  |  | <-- EXPAND TO SHOW OPTIONS
| CONFIGRATION LIST PRICE |  |  | TOTAL COG
Total List Price | 51648.4417 |  |  | 15494.5325

## Config #4
CONFIGURATION #4 | DESCRIPTION
Configuration Name | Anesthesia Boom (Patient Right Shoulder)
BOOM (SINGLE OR TANDEM) | SELECTION | IMAGINE LIST | ONDAL LIST | ONDAL COG | HV Services | Count | Layer | Selection | FRONT | Selection | Selection | BACK | Selection |  | 0 | 2 | 0 | 0
Model | Spring | 27458.4 | 10983.36 | 8237.52 | Duplex Count | 8 | 1 Left | Oxygen |  | (2) Duplexes | (2) Duplexes |  | Storz 4in1 | 4
Ceiling Cover | Single Mount (Square) | 3484.725 | 1393.89 | 1045.4175 |  |  | 1 Right | Medical Air |  |  |  |  | Data | 2 | 0 | 2 | 0 | 0
Ceiling Flange | 100mm | 0 | 0 | 0 | LV Services | Count | 2 Left | Nitrous Oxide |  | (2) Duplexes | (2) Duplexes |  | Vacuum | 4
Top Arm | 800mm | 0 | 0 | 0 | Data Count | 1 | 2 Right | WAGD |  |  |  |  | Vacuum | 2 | 0 | 0 | 0 | 0
Bottom Arm | Spring Articulating | 0 | 0 | 0 | Storz 4in1 Count | 1 | 3 Left | [6 empty] | 0
Column Tube | 120mm Column Tube | 0 | 0 | 0 |  |  | 3 Right | [6 empty] | 0 | 0 | 0 | 0 | 0
Service Head | 400mm Service Head | 0 | 0 | 0 | Medical Gases | Count | 4 Left | [6 empty] | 0
Electrical | 8 Duplexes | 1877.6 | 751.04 | 563.28 | Oxygen Count | 1 | 4 Right | [6 empty] | 0 | 0 | 0 | 0 | 0
Medical Gas | 6 Outlets | 4888.05 | 1955.22 | 1466.415 | Med Air Count | 1 | 5 Left | [6 empty] | 0
# of Outlet Circuits | (4) Circuits | 0 | 0 | 0 | Nitrous Count | 1 | 5 Right | [6 empty] | 0
Shelf (500mm) | (0) 500mm Shelves | 0 | 0 | 0 | WAGD Count | 1
Shelf (750mm) | (0) 750mm Shelves | 0 | 0 | 0 | Vacuum Count | 2
Accessory 1 |  | 0 | 0 | 0 | Nitrogen Count | 0
Accessory 2 |  | 0 | 0 | 0 | CO2 Count | 0
Accessory 3 |  | 0 | 0 | 0
Accessory 4 |  | 0 | 0 | 0
Accessory 5 |  | 0 | 0 | 0
Accessory 6 |  | 0 | 0 | 0
Accessory 7 |  | 0 | 0 | 0
Errors?
|  | IMAGINE LIST | ONDAL LIST | ONDAL COG
Equipment List Price | 37708.775 | 37708.775 | 15083.51 | 11312.6325 |  |  | <-- EXPAND TO SHOW OPTIONS / SERVICE HEAD
[15 empty] | 0 | 0 | 0 | 0
BOOM (TANDEM 2ND ONLY) | SELECTION | IMAGINE LIST | ONDAL LIST | ONDAL COG | HV Services | Count | Layer | Selection | FRONT | Selection | Selection | BACK | Selection
Model |  | 0 | 0 | 0 | Duplex Count | 0 | 1 Left | [6 empty] | 0
Ceiling Flange |  | 0 | 0 | 0 | LV Services | Count | 1 Right | [6 empty] | 0 | 0 | 0 | 0 | 0
Top Arm |  | 0 | 0 | 0 | Data Count | 0 | 2 Left | [6 empty] | 0
Bottom Arm |  | 0 | 0 | 0 | Storz 4in1 Count | 0 | 2 Right | [6 empty] | 0 | 0 | 0 | 0 | 0
Column Tube |  | 0 | 0 | 0 |  |  | 3 Left | [6 empty] | 0
Service Head |  | 0 | 0 | 0 | Medical Gases | Count | 3 Right | [6 empty] | 0 | 0 | 0 | 0 | 0
Electrical |  | 0 | 0 | 0 | Oxygen Count | 0 | 4 Left | [6 empty] | 0
Medical Gas |  | 0 | 0 | 0 | Med Air Count | 0 | 4 Right | [6 empty] | 0 | 0 | 0 | 0 | 0
# of Outlet Circuits |  | 0 | 0 | 0 | Nitrous Count | 0 | 5 Left | [6 empty] | 0
Shelf (500mm) |  | 0 | 0 | 0 | WAGD Count | 0 | 5 Right | [6 empty] | 0
Shelf (750mm) |  | 0 | 0 | 0 | Vacuum Count | 0
Accessory 1 |  | 0 | 0 | 0 | Nitrogen Count | 0
Accessory 2 |  | 0 | 0 | 0 | CO2 Count | 0
Accessory 3 |  | 0 | 0 | 0
Accessory 4 |  | 0 | 0 | 0
Accessory 5 |  | 0 | 0 | 0
Accessory 6 |  | 0 | 0 | 0
Accessory 7 |  | 0 | 0 | 0
Errors?
|  | IMAGINE LIST | ONDAL LIST | ONDAL SALES
Equipment List Price | NO CONFIGURATION SELECTED | 0 | 0 | 0 |  |  | <-- EXPAND TO SHOW OPTIONS / SERVICE HEAD
LIGHT (SINGLE OR TANDEM) | SELECTION | IMAGINE LIST | SIMEON LIST | SIMEON COG
Model |  | 0 | 0 | 0
Ceiling Cover |  | 0 | 0 | 0
Ceiling Drop Tube |  | 0 | 0 | 0
Arm 1 (Top Arm) |  | 0 | 0 | 0
Arm 2 |  | 0 | 0 | 0
Arm 3 |  | 0 | 0 | 0
Wall Control |  | 0 | 0 | 0
Integration Control |  | 0 | 0 | 0
In-Light Camera |  | 0 | 0 | 0
Disposable Adpaters |  | 0 | 0 | 0
Errors?
|  | IMAGINE LIST | SIMEON LIST | SIMEON COG
Equipment List Price | NO CONFIGURATION SELECTED | 0 | 0 | 0 |  |  | <-- EXPAND TO SHOW OPTIONS
| CONFIGRATION LIST PRICE |  |  | TOTAL COG
Total List Price | 37708.775 |  |  | 11312.6325

## Config #5
CONFIGURATION #5 | DESCRIPTION
Configuration Name
BOOM (SINGLE OR TANDEM) | SELECTION | IMAGINE LIST | ONDAL LIST | ONDAL COG | HV Services | Count | Layer | Selection | FRONT | Selection | Selection | BACK | Selection |  | 0 | 0 | 0 | 0
Model |  | 0 | 0 | 0 | Duplex Count | 0 | 1 Left | [6 empty] | 0
Ceiling Cover |  | 0 | 0 | 0 |  |  | 1 Right | [6 empty] | 0 | 0 | 0 | 0 | 0
Ceiling Flange |  | 0 | 0 | 0 | LV Services | Count | 2 Left | [6 empty] | 0
Top Arm |  | 0 | 0 | 0 | Data Count | 0 | 2 Right | [6 empty] | 0 | 0 | 0 | 0 | 0
Bottom Arm |  | 0 | 0 | 0 | Storz 4in1 Count | 0 | 3 Left | [6 empty] | 0
Column Tube |  | 0 | 0 | 0 |  |  | 3 Right | [6 empty] | 0 | 0 | 0 | 0 | 0
Service Head |  | 0 | 0 | 0 | Medical Gases | Count | 4 Left | [6 empty] | 0
Electrical |  | 0 | 0 | 0 | Oxygen Count | 0 | 4 Right | [6 empty] | 0 | 0 | 0 | 0 | 0
Medical Gas |  | 0 | 0 | 0 | Med Air Count | 0 | 5 Left | [6 empty] | 0
# of Outlet Circuits |  | 0 | 0 | 0 | Nitrous Count | 0 | 5 Right | [6 empty] | 0
Shelf (500mm) |  | 0 | 0 | 0 | WAGD Count | 0
Shelf (750mm) |  | 0 | 0 | 0 | Vacuum Count | 0
Accessory 1 |  | 0 | 0 | 0 | Nitrogen Count | 0
Accessory 2 |  | 0 | 0 | 0 | CO2 Count | 0
Accessory 3 |  | 0 | 0 | 0
Accessory 4 |  | 0 | 0 | 0
Accessory 5 |  | 0 | 0 | 0
Accessory 6 |  | 0 | 0 | 0
Accessory 7 |  | 0 | 0 | 0
Errors?
|  | IMAGINE LIST | ONDAL LIST | ONDAL SALES
Equipment List Price | NO CONFIGURATION SELECTED | 0 | 0 | 0 |  |  | <-- EXPAND TO SHOW OPTIONS / SERVICE HEAD
[15 empty] | 0 | 0 | 0 | 0
BOOM (TANDEM 2ND ONLY) | SELECTION | IMAGINE LIST | ONDAL LIST | ONDAL COG | HV Services | Count | Layer | Selection | FRONT | Selection | Selection | BACK | Selection
Model |  | 0 | 0 | 0 | Duplex Count | 0 | 1 Left | [6 empty] | 0
Ceiling Flange |  | 0 | 0 | 0 | LV Services | Count | 1 Right | [6 empty] | 0 | 0 | 0 | 0 | 0
Top Arm |  | 0 | 0 | 0 | Data Count | 0 | 2 Left | [6 empty] | 0
Bottom Arm |  | 0 | 0 | 0 | Storz 4in1 Count | 0 | 2 Right | [6 empty] | 0 | 0 | 0 | 0 | 0
Column Tube |  | 0 | 0 | 0 |  |  | 3 Left | [6 empty] | 0
Service Head |  | 0 | 0 | 0 | Medical Gases | Count | 3 Right | [6 empty] | 0 | 0 | 0 | 0 | 0
Electrical |  | 0 | 0 | 0 | Oxygen Count | 0 | 4 Left | [6 empty] | 0
Medical Gas |  | 0 | 0 | 0 | Med Air Count | 0 | 4 Right | [6 empty] | 0 | 0 | 0 | 0 | 0
# of Outlet Circuits |  | 0 | 0 | 0 | Nitrous Count | 0 | 5 Left | [6 empty] | 0
Shelf (500mm) |  | 0 | 0 | 0 | WAGD Count | 0 | 5 Right | [6 empty] | 0
Shelf (750mm) |  | 0 | 0 | 0 | Vacuum Count | 0
Accessory 1 |  | 0 | 0 | 0 | Nitrogen Count | 0
Accessory 2 |  | 0 | 0 | 0 | CO2 Count | 0
Accessory 3 |  | 0 | 0 | 0
Accessory 4 |  | 0 | 0 | 0
Accessory 5 |  | 0 | 0 | 0
Accessory 6 |  | 0 | 0 | 0
Accessory 7 |  | 0 | 0 | 0
Errors?
|  | IMAGINE LIST | ONDAL LIST | ONDAL SALES
Equipment List Price | NO CONFIGURATION SELECTED | 0 | 0 | 0 |  |  | <-- EXPAND TO SHOW OPTIONS / SERVICE HEAD
LIGHT (SINGLE OR TANDEM) | SELECTION | IMAGINE LIST | SIMEON LIST | SIMEON COG
Model |  | 0 | 0 | 0
Ceiling Cover |  | 0 | 0 | 0
Ceiling Drop Tube |  | 0 | 0 | 0
Arm 1 (Top Arm) |  | 0 | 0 | 0
Arm 2 |  | 0 | 0 | 0
Arm 3 |  | 0 | 0 | 0
Wall Control |  | 0 | 0 | 0
Integration Control |  | 0 | 0 | 0
In-Light Camera |  | 0 | 0 | 0
Disposable Adpaters |  | 0 | 0 | 0
Errors?
|  | IMAGINE LIST | SIMEON LIST | SIMEON COG
Equipment List Price | NO CONFIGURATION SELECTED | 0 | 0 | 0 |  |  | <-- EXPAND TO SHOW OPTIONS
| CONFIGRATION LIST PRICE |  |  | TOTAL COG
Total List Price | 0 |  |  | 0

## Config #6
CONFIGURATION #6 | DESCRIPTION
Configuration Name
BOOM (SINGLE OR TANDEM) | SELECTION | IMAGINE LIST | ONDAL LIST | ONDAL COG | HV Services | Count | Layer | Selection | FRONT | Selection | Selection | BACK | Selection |  | 0 | 0 | 0 | 0
Model |  | 0 | 0 | 0 | Duplex Count | 0 | 1 Left | [6 empty] | 0
Ceiling Cover |  | 0 | 0 | 0 |  |  | 1 Right | [6 empty] | 0 | 0 | 0 | 0 | 0
Ceiling Flange |  | 0 | 0 | 0 | LV Services | Count | 2 Left | [6 empty] | 0
Top Arm |  | 0 | 0 | 0 | Data Count | 0 | 2 Right | [6 empty] | 0 | 0 | 0 | 0 | 0
Bottom Arm |  | 0 | 0 | 0 | Storz 4in1 Count | 0 | 3 Left | [6 empty] | 0
Column Tube |  | 0 | 0 | 0 |  |  | 3 Right | [6 empty] | 0 | 0 | 0 | 0 | 0
Service Head |  | 0 | 0 | 0 | Medical Gases | Count | 4 Left | [6 empty] | 0
Electrical |  | 0 | 0 | 0 | Oxygen Count | 0 | 4 Right | [6 empty] | 0 | 0 | 0 | 0 | 0
Medical Gas |  | 0 | 0 | 0 | Med Air Count | 0 | 5 Left | [6 empty] | 0
# of Outlet Circuits |  | 0 | 0 | 0 | Nitrous Count | 0 | 5 Right | [6 empty] | 0
Shelf (500mm) |  | 0 | 0 | 0 | WAGD Count | 0
Shelf (750mm) |  | 0 | 0 | 0 | Vacuum Count | 0
Accessory 1 |  | 0 | 0 | 0 | Nitrogen Count | 0
Accessory 2 |  | 0 | 0 | 0 | CO2 Count | 0
Accessory 3 |  | 0 | 0 | 0
Accessory 4 |  | 0 | 0 | 0
Accessory 5 |  | 0 | 0 | 0
Accessory 6 |  | 0 | 0 | 0
Accessory 7 |  | 0 | 0 | 0
Errors?
|  | IMAGINE LIST | ONDAL LIST | ONDAL SALES
Equipment List Price | NO CONFIGURATION SELECTED | 0 | 0 | 0 |  |  | <-- EXPAND TO SHOW OPTIONS / SERVICE HEAD
[15 empty] | 0 | 0 | 0 | 0
BOOM (TANDEM 2ND ONLY) | SELECTION | IMAGINE LIST | ONDAL LIST | ONDAL COG | HV Services | Count | Layer | Selection | FRONT | Selection | Selection | BACK | Selection
Model |  | 0 | 0 | 0 | Duplex Count | 0 | 1 Left | [6 empty] | 0
Ceiling Flange |  | 0 | 0 | 0 | LV Services | Count | 1 Right | [6 empty] | 0 | 0 | 0 | 0 | 0
Top Arm |  | 0 | 0 | 0 | Data Count | 0 | 2 Left | [6 empty] | 0
Bottom Arm |  | 0 | 0 | 0 | Storz 4in1 Count | 0 | 2 Right | [6 empty] | 0 | 0 | 0 | 0 | 0
Column Tube |  | 0 | 0 | 0 |  |  | 3 Left | [6 empty] | 0
Service Head |  | 0 | 0 | 0 | Medical Gases | Count | 3 Right | [6 empty] | 0 | 0 | 0 | 0 | 0
Electrical |  | 0 | 0 | 0 | Oxygen Count | 0 | 4 Left | [6 empty] | 0
Medical Gas |  | 0 | 0 | 0 | Med Air Count | 0 | 4 Right | [6 empty] | 0 | 0 | 0 | 0 | 0
# of Outlet Circuits |  | 0 | 0 | 0 | Nitrous Count | 0 | 5 Left | [6 empty] | 0
Shelf (500mm) |  | 0 | 0 | 0 | WAGD Count | 0 | 5 Right | [6 empty] | 0
Shelf (750mm) |  | 0 | 0 | 0 | Vacuum Count | 0
Accessory 1 |  | 0 | 0 | 0 | Nitrogen Count | 0
Accessory 2 |  | 0 | 0 | 0 | CO2 Count | 0
Accessory 3 |  | 0 | 0 | 0
Accessory 4 |  | 0 | 0 | 0
Accessory 5 |  | 0 | 0 | 0
Accessory 6 |  | 0 | 0 | 0
Accessory 7 |  | 0 | 0 | 0
Errors?
|  | IMAGINE LIST | ONDAL LIST | ONDAL SALES
Equipment List Price | NO CONFIGURATION SELECTED | 0 | 0 | 0 |  |  | <-- EXPAND TO SHOW OPTIONS / SERVICE HEAD
LIGHT (SINGLE OR TANDEM) | SELECTION | IMAGINE LIST | SIMEON LIST | SIMEON COG
Model |  | 0 | 0 | 0
Ceiling Cover |  | 0 | 0 | 0
Ceiling Drop Tube |  | 0 | 0 | 0
Arm 1 (Top Arm) |  | 0 | 0 | 0
Arm 2 |  | 0 | 0 | 0
Arm 3 |  | 0 | 0 | 0
Wall Control |  | 0 | 0 | 0
Integration Control |  | 0 | 0 | 0
In-Light Camera |  | 0 | 0 | 0
Disposable Adpaters |  | 0 | 0 | 0
Errors?
|  | IMAGINE LIST | SIMEON LIST | SIMEON COG
Equipment List Price | NO CONFIGURATION SELECTED | 0 | 0 | 0 |  |  | <-- EXPAND TO SHOW OPTIONS
| CONFIGRATION LIST PRICE |  |  | TOTAL COG
Total List Price | 0 |  |  | 0

## Config #7
CONFIGURATION #7 | DESCRIPTION
Configuration Name
BOOM (SINGLE OR TANDEM) | SELECTION | IMAGINE LIST | ONDAL LIST | ONDAL COG | HV Services | Count | Layer | Selection | FRONT | Selection | Selection | BACK | Selection |  | 0 | 0 | 0 | 0
Model |  | 0 | 0 | 0 | Duplex Count | 0 | 1 Left | [6 empty] | 0
Ceiling Cover |  | 0 | 0 | 0 |  |  | 1 Right | [6 empty] | 0 | 0 | 0 | 0 | 0
Ceiling Flange |  | 0 | 0 | 0 | LV Services | Count | 2 Left | [6 empty] | 0
Top Arm |  | 0 | 0 | 0 | Data Count | 0 | 2 Right | [6 empty] | 0 | 0 | 0 | 0 | 0
Bottom Arm |  | 0 | 0 | 0 | Storz 4in1 Count | 0 | 3 Left | [6 empty] | 0
Column Tube |  | 0 | 0 | 0 |  |  | 3 Right | [6 empty] | 0 | 0 | 0 | 0 | 0
Service Head |  | 0 | 0 | 0 | Medical Gases | Count | 4 Left | [6 empty] | 0
Electrical |  | 0 | 0 | 0 | Oxygen Count | 0 | 4 Right | [6 empty] | 0 | 0 | 0 | 0 | 0
Medical Gas |  | 0 | 0 | 0 | Med Air Count | 0 | 5 Left | [6 empty] | 0
# of Outlet Circuits |  | 0 | 0 | 0 | Nitrous Count | 0 | 5 Right | [6 empty] | 0
Shelf (500mm) |  | 0 | 0 | 0 | WAGD Count | 0
Shelf (750mm) |  | 0 | 0 | 0 | Vacuum Count | 0
Accessory 1 |  | 0 | 0 | 0 | Nitrogen Count | 0
Accessory 2 |  | 0 | 0 | 0 | CO2 Count | 0
Accessory 3 |  | 0 | 0 | 0
Accessory 4 |  | 0 | 0 | 0
Accessory 5 |  | 0 | 0 | 0
Accessory 6 |  | 0 | 0 | 0
Accessory 7 |  | 0 | 0 | 0
Errors?
|  | IMAGINE LIST | ONDAL LIST | ONDAL SALES
Equipment List Price | NO CONFIGURATION SELECTED | 0 | 0 | 0 |  |  | <-- EXPAND TO SHOW OPTIONS / SERVICE HEAD
[15 empty] | 0 | 0 | 0 | 0
BOOM (TANDEM 2ND ONLY) | SELECTION | IMAGINE LIST | ONDAL LIST | ONDAL COG | HV Services | Count | Layer | Selection | FRONT | Selection | Selection | BACK | Selection
Model |  | 0 | 0 | 0 | Duplex Count | 0 | 1 Left | [6 empty] | 0
Ceiling Flange |  | 0 | 0 | 0 | LV Services | Count | 1 Right | [6 empty] | 0 | 0 | 0 | 0 | 0
Top Arm |  | 0 | 0 | 0 | Data Count | 0 | 2 Left | [6 empty] | 0
Bottom Arm |  | 0 | 0 | 0 | Storz 4in1 Count | 0 | 2 Right | [6 empty] | 0 | 0 | 0 | 0 | 0
Column Tube |  | 0 | 0 | 0 |  |  | 3 Left | [6 empty] | 0
Service Head |  | 0 | 0 | 0 | Medical Gases | Count | 3 Right | [6 empty] | 0 | 0 | 0 | 0 | 0
Electrical |  | 0 | 0 | 0 | Oxygen Count | 0 | 4 Left | [6 empty] | 0
Medical Gas |  | 0 | 0 | 0 | Med Air Count | 0 | 4 Right | [6 empty] | 0 | 0 | 0 | 0 | 0
# of Outlet Circuits |  | 0 | 0 | 0 | Nitrous Count | 0 | 5 Left | [6 empty] | 0
Shelf (500mm) |  | 0 | 0 | 0 | WAGD Count | 0 | 5 Right | [6 empty] | 0
Shelf (750mm) |  | 0 | 0 | 0 | Vacuum Count | 0
Accessory 1 |  | 0 | 0 | 0 | Nitrogen Count | 0
Accessory 2 |  | 0 | 0 | 0 | CO2 Count | 0
Accessory 3 |  | 0 | 0 | 0
Accessory 4 |  | 0 | 0 | 0
Accessory 5 |  | 0 | 0 | 0
Accessory 6 |  | 0 | 0 | 0
Accessory 7 |  | 0 | 0 | 0
Errors?
|  | IMAGINE LIST | ONDAL LIST | ONDAL SALES
Equipment List Price | NO CONFIGURATION SELECTED | 0 | 0 | 0 |  |  | <-- EXPAND TO SHOW OPTIONS / SERVICE HEAD
LIGHT (SINGLE OR TANDEM) | SELECTION | IMAGINE LIST | SIMEON LIST | SIMEON COG
Model |  | 0 | 0 | 0
Ceiling Cover |  | 0 | 0 | 0
Ceiling Drop Tube |  | 0 | 0 | 0
Arm 1 (Top Arm) |  | 0 | 0 | 0
Arm 2 |  | 0 | 0 | 0
Arm 3 |  | 0 | 0 | 0
Wall Control |  | 0 | 0 | 0
Integration Control |  | 0 | 0 | 0
In-Light Camera |  | 0 | 0 | 0
Disposable Adpaters |  | 0 | 0 | 0
Errors?
|  | IMAGINE LIST | SIMEON LIST | SIMEON COG
Equipment List Price | NO CONFIGURATION SELECTED | 0 | 0 | 0 |  |  | <-- EXPAND TO SHOW OPTIONS
| CONFIGRATION LIST PRICE |  |  | TOTAL COG
Total List Price | 0 |  |  | 0

## Config #8
CONFIGURATION #8 | DESCRIPTION
Configuration Name
BOOM (SINGLE OR TANDEM) | SELECTION | IMAGINE LIST | ONDAL LIST | ONDAL COG | HV Services | Count | Layer | Selection | FRONT | Selection | Selection | BACK | Selection |  | 0 | 0 | 0 | 0
Model |  | 0 | 0 | 0 | Duplex Count | 0 | 1 Left | [6 empty] | 0
Ceiling Cover |  | 0 | 0 | 0 |  |  | 1 Right | [6 empty] | 0 | 0 | 0 | 0 | 0
Ceiling Flange |  | 0 | 0 | 0 | LV Services | Count | 2 Left | [6 empty] | 0
Top Arm |  | 0 | 0 | 0 | Data Count | 0 | 2 Right | [6 empty] | 0 | 0 | 0 | 0 | 0
Bottom Arm |  | 0 | 0 | 0 | Storz 4in1 Count | 0 | 3 Left | [6 empty] | 0
Column Tube |  | 0 | 0 | 0 |  |  | 3 Right | [6 empty] | 0 | 0 | 0 | 0 | 0
Service Head |  | 0 | 0 | 0 | Medical Gases | Count | 4 Left | [6 empty] | 0
Electrical |  | 0 | 0 | 0 | Oxygen Count | 0 | 4 Right | [6 empty] | 0 | 0 | 0 | 0 | 0
Medical Gas |  | 0 | 0 | 0 | Med Air Count | 0 | 5 Left | [6 empty] | 0
# of Outlet Circuits |  | 0 | 0 | 0 | Nitrous Count | 0 | 5 Right | [6 empty] | 0
Shelf (500mm) |  | 0 | 0 | 0 | WAGD Count | 0
Shelf (750mm) |  | 0 | 0 | 0 | Vacuum Count | 0
Accessory 1 |  | 0 | 0 | 0 | Nitrogen Count | 0
Accessory 2 |  | 0 | 0 | 0 | CO2 Count | 0
Accessory 3 |  | 0 | 0 | 0
Accessory 4 |  | 0 | 0 | 0
Accessory 5 |  | 0 | 0 | 0
Accessory 6 |  | 0 | 0 | 0
Accessory 7 |  | 0 | 0 | 0
Errors?
|  | IMAGINE LIST | ONDAL LIST | ONDAL SALES
Equipment List Price | NO CONFIGURATION SELECTED | 0 | 0 | 0 |  |  | <-- EXPAND TO SHOW OPTIONS / SERVICE HEAD
[15 empty] | 0 | 0 | 0 | 0
BOOM (TANDEM 2ND ONLY) | SELECTION | IMAGINE LIST | ONDAL LIST | ONDAL COG | HV Services | Count | Layer | Selection | FRONT | Selection | Selection | BACK | Selection
Model |  | 0 | 0 | 0 | Duplex Count | 0 | 1 Left | [6 empty] | 0
Ceiling Flange |  | 0 | 0 | 0 | LV Services | Count | 1 Right | [6 empty] | 0 | 0 | 0 | 0 | 0
Top Arm |  | 0 | 0 | 0 | Data Count | 0 | 2 Left | [6 empty] | 0
Bottom Arm |  | 0 | 0 | 0 | Storz 4in1 Count | 0 | 2 Right | [6 empty] | 0 | 0 | 0 | 0 | 0
Column Tube |  | 0 | 0 | 0 |  |  | 3 Left | [6 empty] | 0
Service Head |  | 0 | 0 | 0 | Medical Gases | Count | 3 Right | [6 empty] | 0 | 0 | 0 | 0 | 0
Electrical |  | 0 | 0 | 0 | Oxygen Count | 0 | 4 Left | [6 empty] | 0
Medical Gas |  | 0 | 0 | 0 | Med Air Count | 0 | 4 Right | [6 empty] | 0 | 0 | 0 | 0 | 0
# of Outlet Circuits |  | 0 | 0 | 0 | Nitrous Count | 0 | 5 Left | [6 empty] | 0
Shelf (500mm) |  | 0 | 0 | 0 | WAGD Count | 0 | 5 Right | [6 empty] | 0
Shelf (750mm) |  | 0 | 0 | 0 | Vacuum Count | 0
Accessory 1 |  | 0 | 0 | 0 | Nitrogen Count | 0
Accessory 2 |  | 0 | 0 | 0 | CO2 Count | 0
Accessory 3 |  | 0 | 0 | 0
Accessory 4 |  | 0 | 0 | 0
Accessory 5 |  | 0 | 0 | 0
Accessory 6 |  | 0 | 0 | 0
Accessory 7 |  | 0 | 0 | 0
Errors?
|  | IMAGINE LIST | ONDAL LIST | ONDAL SALES
Equipment List Price | NO CONFIGURATION SELECTED | 0 | 0 | 0 |  |  | <-- EXPAND TO SHOW OPTIONS / SERVICE HEAD
LIGHT (SINGLE OR TANDEM) | SELECTION | IMAGINE LIST | SIMEON LIST | SIMEON COG
Model | LED / FP | 9790.3833 | 5874.23 | 2937.115
Ceiling Cover | Tandem (2nd Position) | 0 | 0 | 0
Ceiling Drop Tube | 350mm | 0 | 0 | 0
Arm 1 (Top Arm) | 8000 Low Ceiling | 32375.1833 | 19425.11 | 9712.555
Arm 2 | 32in Flat Panel | 13583.95 | 8150.37 | 4075.185
Arm 3 |  | 0 | 0 | 0
Wall Control | No Wall Control | 0 | 0 | 0
Integration Control | No Integration Control | 0 | 0 | 0
In-Light Camera | No Camera Prep | 0 | 0 | 0
Disposable Adpaters | (1) Screw-On Adapters | 440 | 264 | 132
Errors?
|  | IMAGINE LIST | SIMEON LIST | SIMEON COG
Equipment List Price | 56189.5167 | 56189.5167 | 33713.71 | 16856.855 |  |  | <-- EXPAND TO SHOW OPTIONS
| CONFIGRATION LIST PRICE |  |  | TOTAL COG
Total List Price | 56189.5167 |  |  | 16856.855

## Config #9
CONFIGURATION #9 | DESCRIPTION
BOOM (SINGLE OR TANDEM) | SELECTION | IMAGINE LIST | ONDAL LIST | ONDAL COG | HV Services | Count | Layer | Selection | FRONT | Selection | Selection | BACK | Selection |  | 0 | 0 | 0 | 0
Model |  | 0 | 0 | 0 | Duplex Count | 0 | 1 Left | [6 empty] | 0
Ceiling Cover |  | 0 | 0 | 0 |  |  | 1 Right | [6 empty] | 0 | 0 | 0 | 0 | 0
Ceiling Flange |  | 0 | 0 | 0 | LV Services | Count | 2 Left | [6 empty] | 0
Top Arm |  | 0 | 0 | 0 | Data Count | 0 | 2 Right | [6 empty] | 0 | 0 | 0 | 0 | 0
Bottom Arm |  | 0 | 0 | 0 | Storz 4in1 Count | 0 | 3 Left | [6 empty] | 0
Column Tube |  | 0 | 0 | 0 |  |  | 3 Right | [6 empty] | 0 | 0 | 0 | 0 | 0
Service Head |  | 0 | 0 | 0 | Medical Gases | Count | 4 Left | [6 empty] | 0
Electrical |  | 0 | 0 | 0 | Oxygen Count | 0 | 4 Right | [6 empty] | 0 | 0 | 0 | 0 | 0
Medical Gas |  | 0 | 0 | 0 | Med Air Count | 0 | 5 Left | [6 empty] | 0
# of Outlet Circuits |  | 0 | 0 | 0 | Nitrous Count | 0 | 5 Right | [6 empty] | 0
Shelf (500mm) |  | 0 | 0 | 0 | WAGD Count | 0
Shelf (750mm) |  | 0 | 0 | 0 | Vacuum Count | 0
Accessory 1 |  | 0 | 0 | 0 | Nitrogen Count | 0
Accessory 2 |  | 0 | 0 | 0 | CO2 Count | 0
Accessory 3 |  | 0 | 0 | 0
Accessory 4 |  | 0 | 0 | 0
Accessory 5 |  | 0 | 0 | 0
Accessory 6 |  | 0 | 0 | 0
Accessory 7 |  | 0 | 0 | 0
Errors?
|  | IMAGINE LIST | ONDAL LIST | ONDAL SALES
Equipment List Price | NO CONFIGURATION SELECTED | 0 | 0 | 0 |  |  | <-- EXPAND TO SHOW OPTIONS / SERVICE HEAD
[15 empty] | 0 | 0 | 0 | 0
BOOM (TANDEM 2ND ONLY) | SELECTION | IMAGINE LIST | ONDAL LIST | ONDAL COG | HV Services | Count | Layer | Selection | FRONT | Selection | Selection | BACK | Selection
Model |  | 0 | 0 | 0 | Duplex Count | 0 | 1 Left | [6 empty] | 0
Ceiling Flange |  | 0 | 0 | 0 | LV Services | Count | 1 Right | [6 empty] | 0 | 0 | 0 | 0 | 0
Top Arm |  | 0 | 0 | 0 | Data Count | 0 | 2 Left | [6 empty] | 0
Bottom Arm |  | 0 | 0 | 0 | Storz 4in1 Count | 0 | 2 Right | [6 empty] | 0 | 0 | 0 | 0 | 0
Column Tube |  | 0 | 0 | 0 |  |  | 3 Left | [6 empty] | 0
Service Head |  | 0 | 0 | 0 | Medical Gases | Count | 3 Right | [6 empty] | 0 | 0 | 0 | 0 | 0
Electrical |  | 0 | 0 | 0 | Oxygen Count | 0 | 4 Left | [6 empty] | 0
Medical Gas |  | 0 | 0 | 0 | Med Air Count | 0 | 4 Right | [6 empty] | 0 | 0 | 0 | 0 | 0
# of Outlet Circuits |  | 0 | 0 | 0 | Nitrous Count | 0 | 5 Left | [6 empty] | 0
Shelf (500mm) |  | 0 | 0 | 0 | WAGD Count | 0 | 5 Right | [6 empty] | 0
Shelf (750mm) |  | 0 | 0 | 0 | Vacuum Count | 0
Accessory 1 |  | 0 | 0 | 0 | Nitrogen Count | 0
Accessory 2 |  | 0 | 0 | 0 | CO2 Count | 0
Accessory 3 |  | 0 | 0 | 0
Accessory 4 |  | 0 | 0 | 0
Accessory 5 |  | 0 | 0 | 0
Accessory 6 |  | 0 | 0 | 0
Accessory 7 |  | 0 | 0 | 0
Errors?
|  | IMAGINE LIST | ONDAL LIST | ONDAL SALES
Equipment List Price | NO CONFIGURATION SELECTED | 0 | 0 | 0 |  |  | <-- EXPAND TO SHOW OPTIONS / SERVICE HEAD
LIGHT (SINGLE OR TANDEM) | SELECTION | IMAGINE LIST | SIMEON LIST | SIMEON COG
Model |  | 0 | 0 | 0
Ceiling Cover |  | 0 | 0 | 0
Ceiling Drop Tube |  | 0 | 0 | 0
Arm 1 (Top Arm) |  | 0 | 0 | 0
Arm 2 |  | 0 | 0 | 0
Arm 3 |  | 0 | 0 | 0
Wall Control |  | 0 | 0 | 0
Integration Control |  | 0 | 0 | 0
In-Light Camera |  | 0 | 0 | 0
Disposable Adpaters |  | 0 | 0 | 0
Errors?
|  | IMAGINE LIST | SIMEON LIST | SIMEON COG
Equipment List Price | NO CONFIGURATION SELECTED | 0 | 0 | 0 |  |  | <-- EXPAND TO SHOW OPTIONS
| CONFIGRATION LIST PRICE |  |  | TOTAL COG
Total List Price | 0 |  |  | 0

## Config #10
CONFIGURATION #10 | DESCRIPTION
Configuration Name
BOOM (SINGLE OR TANDEM) | SELECTION | IMAGINE LIST | ONDAL LIST | ONDAL COG | HV Services | Count | Layer | Selection | FRONT | Selection | Selection | BACK | Selection |  | 0 | 0 | 0 | 0
Model |  | 0 | 0 | 0 | Duplex Count | 0 | 1 Left | [6 empty] | 0
Ceiling Cover |  | 0 | 0 | 0 |  |  | 1 Right | [6 empty] | 0 | 0 | 0 | 0 | 0
Ceiling Flange |  | 0 | 0 | 0 | LV Services | Count | 2 Left | [6 empty] | 0
Top Arm |  | 0 | 0 | 0 | Data Count | 0 | 2 Right | [6 empty] | 0 | 0 | 0 | 0 | 0
Bottom Arm |  | 0 | 0 | 0 | Storz 4in1 Count | 0 | 3 Left | [6 empty] | 0
Column Tube |  | 0 | 0 | 0 |  |  | 3 Right | [6 empty] | 0 | 0 | 0 | 0 | 0
Service Head |  | 0 | 0 | 0 | Medical Gases | Count | 4 Left | [6 empty] | 0
Electrical |  | 0 | 0 | 0 | Oxygen Count | 0 | 4 Right | [6 empty] | 0 | 0 | 0 | 0 | 0
Medical Gas |  | 0 | 0 | 0 | Med Air Count | 0 | 5 Left | [6 empty] | 0
# of Outlet Circuits |  | 0 | 0 | 0 | Nitrous Count | 0 | 5 Right | [6 empty] | 0
Shelf (500mm) |  | 0 | 0 | 0 | WAGD Count | 0
Shelf (750mm) |  | 0 | 0 | 0 | Vacuum Count | 0
Accessory 1 |  | 0 | 0 | 0 | Nitrogen Count | 0
Accessory 2 |  | 0 | 0 | 0 | CO2 Count | 0
Accessory 3 |  | 0 | 0 | 0
Accessory 4 |  | 0 | 0 | 0
Accessory 5 |  | 0 | 0 | 0
Accessory 6 |  | 0 | 0 | 0
Accessory 7 |  | 0 | 0 | 0
Errors?
|  | IMAGINE LIST | ONDAL LIST | ONDAL SALES
Equipment List Price | NO CONFIGURATION SELECTED | 0 | 0 | 0 |  |  | <-- EXPAND TO SHOW OPTIONS / SERVICE HEAD
[15 empty] | 0 | 0 | 0 | 0
BOOM (TANDEM 2ND ONLY) | SELECTION | IMAGINE LIST | ONDAL LIST | ONDAL COG | HV Services | Count | Layer | Selection | FRONT | Selection | Selection | BACK | Selection
Model |  | 0 | 0 | 0 | Duplex Count | 0 | 1 Left | [6 empty] | 0
Ceiling Flange |  | 0 | 0 | 0 | LV Services | Count | 1 Right | [6 empty] | 0 | 0 | 0 | 0 | 0
Top Arm |  | 0 | 0 | 0 | Data Count | 0 | 2 Left | [6 empty] | 0
Bottom Arm |  | 0 | 0 | 0 | Storz 4in1 Count | 0 | 2 Right | [6 empty] | 0 | 0 | 0 | 0 | 0
Column Tube |  | 0 | 0 | 0 |  |  | 3 Left | [6 empty] | 0
Service Head |  | 0 | 0 | 0 | Medical Gases | Count | 3 Right | [6 empty] | 0 | 0 | 0 | 0 | 0
Electrical |  | 0 | 0 | 0 | Oxygen Count | 0 | 4 Left | [6 empty] | 0
Medical Gas |  | 0 | 0 | 0 | Med Air Count | 0 | 4 Right | [6 empty] | 0 | 0 | 0 | 0 | 0
# of Outlet Circuits |  | 0 | 0 | 0 | Nitrous Count | 0 | 5 Left | [6 empty] | 0
Shelf (500mm) |  | 0 | 0 | 0 | WAGD Count | 0 | 5 Right | [6 empty] | 0
Shelf (750mm) |  | 0 | 0 | 0 | Vacuum Count | 0
Accessory 1 |  | 0 | 0 | 0 | Nitrogen Count | 0
Accessory 2 |  | 0 | 0 | 0 | CO2 Count | 0
Accessory 3 |  | 0 | 0 | 0
Accessory 4 |  | 0 | 0 | 0
Accessory 5 |  | 0 | 0 | 0
Accessory 6 |  | 0 | 0 | 0
Accessory 7 |  | 0 | 0 | 0
Errors?
|  | IMAGINE LIST | ONDAL LIST | ONDAL SALES
Equipment List Price | NO CONFIGURATION SELECTED | 0 | 0 | 0 |  |  | <-- EXPAND TO SHOW OPTIONS / SERVICE HEAD
LIGHT (SINGLE OR TANDEM) | SELECTION | IMAGINE LIST | SIMEON LIST | SIMEON COG
Model |  | 0 | 0 | 0
Ceiling Cover |  | 0 | 0 | 0
Ceiling Drop Tube |  | 0 | 0 | 0
Arm 1 (Top Arm) |  | 0 | 0 | 0
Arm 2 |  | 0 | 0 | 0
Arm 3 |  | 0 | 0 | 0
Wall Control |  | 0 | 0 | 0
Integration Control |  | 0 | 0 | 0
In-Light Camera |  | 0 | 0 | 0
Disposable Adpaters |  | 0 | 0 | 0
Errors?
|  | IMAGINE LIST | SIMEON LIST | SIMEON COG
Equipment List Price | NO CONFIGURATION SELECTED | 0 | 0 | 0 |  |  | <-- EXPAND TO SHOW OPTIONS
| CONFIGRATION LIST PRICE |  |  | TOTAL COG
Total List Price | 0 |  |  | 0